## LV UG Conductor
Id | Owner Type | Owner Name | Operational Area | Status | Phasing | Nominal Voltage | Assumed? | Data Quality Class | Usage | ERMS Functional Location | Label | From | To | Actual Length | Calculated Length | Remarks | LV UG Cables | LV UG Annotations
253497012 | TNB | DISTRIBUTION | KUALA SELANGOR | Existing | RYB | 230/400 V |  |  | LV LINE |  | 70_4C_AL_PILC |  |  |  | 0.023 m |  | 4 | 0
253739329 | TNB | DISTRIBUTION | KUALA SELANGOR | Existing | RYB | 230/400 V |  |  | LV LINE |  | 120_4C_AL_XLPE |  |  |  | 0.018 m |  | 4 | 0
253810680 | TNB | DISTRIBUTION | KUALA SELANGOR | Existing | RYB | 230/400 V |  |  | LV LINE |  | 120_4C_AL_PILC |  |  |  | 0.022 m |  | 4 | 0
254592206 | TNB | DISTRIBUTION | KUALA SELANGOR | Existing | RYB | 230/400 V |  |  | LV LINE |  | 7X_500_1C_CU_PVC/PVC |  |  |  | 1.549 m |  | 7 | 0
254592236 | TNB | DISTRIBUTION | KUALA SELANGOR | Existing | RYB | 230/400 V |  |  | LV LINE |  | 7X_500_1C_AL_PVC/PVC |  |  |  | 1.546 m |  | 7 | 0
254592241 | TNB | DISTRIBUTION | KUALA SELANGOR | Existing | RYB | 230/400 V |  |  | LV LINE |  | 7X_300_1C_AL_PVC/PVC |  |  |  | 0.980 m |  | 7 | 0
254592406 | TNB | DISTRIBUTION | KUALA SELANGOR | Existing | RYB | 230/400 V |  |  | LV LINE |  | 7X_300_1C_AL_PVC/PVC |  |  |  | 1.249 m |  | 7 | 0
254592801 | TNB | DISTRIBUTION | KUALA SELANGOR | Existing | RYB | 230/400 V |  |  | LV LINE |  | 7X_300_1C_AL_PVC/PVC |  |  |  | 0.056 m |  | 7 | 0
254593091 | TNB | DISTRIBUTION | KUALA SELANGOR | Existing | RYB | 230/400 V |  |  | LV LINE |  | 7X_500_1C_CU_PVC/PVC |  |  |  | 1.539 m |  | 7 | 0
254593131 | TNB | DISTRIBUTION | KUALA SELANGOR | Existing | RYB | 230/400 V |  |  | LV LINE |  | 7X_300_1C_AL_PVC/PVC |  |  |  | 1.566 m |  | 7 | 0
254593136 | TNB | DISTRIBUTION | KUALA SELANGOR | Existing | RYB | 230/400 V |  |  | LV LINE |  | 7X_500_1C_CU_PVC/PVC |  |  |  | 1.481 m |  | 7 | 0
254593271 | TNB | DISTRIBUTION | KUALA SELANGOR | Existing | RYB | 230/400 V |  |  | LV LINE |  | 7X_500_1C_CU_PVC/PVC |  |  |  | 1.276 m |  | 7 | 0
254593461 | TNB | DISTRIBUTION | KUALA SELANGOR | Existing | RYB | 230/400 V |  |  | LV LINE |  | 500_1C_AL_PVC/PVC |  |  |  | 0.816 m |  | 7 | 0
254594091 | TNB | DISTRIBUTION | KUALA SELANGOR | Existing | RYB | 230/400 V |  |  | LV LINE |  | 7X_300_1C_AL_PVC/PVC |  |  |  | 1.658 m |  | 7 | 0
254594121 | TNB | DISTRIBUTION | KUALA SELANGOR | Existing | RYB | 230/400 V |  |  | LV LINE |  | 7X_500_1C_AL_PVC/PVC |  |  |  | 1.572 m |  | 7 | 0
254594261 | TNB | DISTRIBUTION | KUALA SELANGOR | Existing | RYB | 230/400 V |  |  | LV LINE |  | 7X_500_1C_CU_PVC/PVC |  |  |  | 0.595 m |  | 7 | 0
254594476 | TNB | DISTRIBUTION | KUALA SELANGOR | Existing | RYB | 230/400 V |  |  | LV LINE |  | 7X_500_1C_CU_PVC/PVC |  |  |  | 1.550 m |  | 7 | 0
254594481 | TNB | DISTRIBUTION | KUALA SELANGOR | Existing | RYB | 230/400 V |  |  | LV LINE |  | 7X_500_1C_CU_PVC/PVC |  |  |  | 1.136 m |  | 7 | 0
254594621 | TNB | DISTRIBUTION | KUALA SELANGOR | Existing | RYB | 230/400 V |  |  | LV LINE |  | 7X_500_1C_CU_PVC/PVC |  |  |  | 0.056 m |  | 7 | 0
254594631 | TNB | DISTRIBUTION | KUALA SELANGOR | Existing | RYB | 230/400 V |  |  | LV LINE |  | 7X_300_1C_AL_PVC/PVC |  |  |  | 1.678 m |  | 7 | 0
254596251 | TNB | DISTRIBUTION | KUALA SELANGOR | Existing | RYB | 230/400 V | NO | Class C | LV LINE |  | 7X_300_1C_AL_PVC/PVC |  |  |  | 0.060 m |  | 7 | 0
254613662 | TNB | DISTRIBUTION | KUALA SELANGOR | Existing | RYB | 230/400 V |  |  | LV LINE |  | 7X_500_1C_AL_PVC/PVC |  |  |  | 1.947 m |  | 7 | 0
254620352 | TNB | DISTRIBUTION | KUALA SELANGOR | Existing | RYB | 230/400 V |  |  | LV LINE |  | 7X_500_1C_CU_PVC/PVC |  |  |  | 1.239 m |  | 7 | 0
254620462 | TNB | DISTRIBUTION | KUALA SELANGOR | Existing | RYB | 230/400 V |  |  | LV LINE |  | 7X_500_1C_CU_PVC/PVC |  |  |  | 1.118 m |  | 7 | 0
254625097 | TNB | DISTRIBUTION | KUALA SELANGOR | Existing | RYB | 230/400 V |  |  | LV LINE |  | 7X_500_1C_CU_PVC/PVC |  |  |  | 1.431 m |  | 7 | 0
254625447 | TNB | DISTRIBUTION | KUALA SELANGOR | Existing | RYB | 230/400 V |  |  | LV LINE |  | 7X_500_1C_AL_PVC/PVC |  |  |  | 1.819 m |  | 7 | 0
254625452 | TNB | DISTRIBUTION | KUALA SELANGOR | Existing | RYB | 230/400 V |  |  | LV LINE |  | 4X_300_1C_AL_PVC/PVC |  |  |  | 0.945 m |  | 4 | 0
254625852 | TNB | DISTRIBUTION | KUALA SELANGOR | Existing | RYB | 230/400 V |  |  | LV LINE |  | 7X_300_1C_AL_PVC/PVC |  |  |  | 1.872 m |  | 7 | 0
254625872 | TNB | DISTRIBUTION | KUALA SELANGOR | Existing | RYB | 230/400 V |  |  | LV LINE |  | 7X_300_1C_AL_PVC/PVC |  |  |  | 1.850 m |  | 7 | 0
254629622 | TNB | DISTRIBUTION | KUALA SELANGOR | Existing | RYB | 230/400 V |  |  | LV LINE |  | 7X_300_1C_AL_PVC/PVC |  |  |  | 1.050 m |  | 7 | 0
254629627 | TNB | DISTRIBUTION | KUALA SELANGOR | Existing | RYB | 230/400 V |  |  | LV LINE |  | 7X_500_1C_CU_PVC/PVC |  |  |  | 1.474 m |  | 7 | 0
254629877 | TNB | DISTRIBUTION | KUALA SELANGOR | Existing | RYB | 230/400 V |  |  | LV LINE |  | 7X_500_1C_CU_PVC/PVC |  |  |  | 1.507 m |  | 7 | 0
254632578 | TNB | DISTRIBUTION | KUALA SELANGOR | Existing | RYB | 230/400 V |  |  | LV LINE |  | 7X_500_1C_CU_PVC/PVC |  |  |  | 1.783 m |  | 7 | 0
254633073 | TNB | DISTRIBUTION | KUALA SELANGOR | Existing | RYB | 230/400 V |  |  | LV LINE |  | 7X_500_1C_CU_PVC/PVC |  |  |  | 0.792 m |  | 7 | 0
254638483 | TNB | DISTRIBUTION | KUALA SELANGOR | Existing | RYB | 230/400 V |  |  | LV LINE |  | 7X_500_1C_CU_PVC/PVC |  |  |  | 0.699 m |  | 7 | 0
254640753 | TNB | DISTRIBUTION | KUALA SELANGOR | Existing | RYB | 230/400 V |  |  | LV LINE |  | 7X_500_1C_CU_PVC/PVC |  |  |  | 0.052 m |  | 7 | 0
254647738 | TNB | DISTRIBUTION | KUALA SELANGOR | Existing | RYB | 230/400 V |  |  | LV LINE |  | 7X_500_1C_CU_PVC/PVC |  |  |  | 1.203 m |  | 7 | 0
254654548 | TNB | DISTRIBUTION | KUALA SELANGOR | Existing | RYB | 230/400 V |  |  | LV LINE |  | 7X_300_1C_AL_PVC/PVC |  |  |  | 1.568 m |  | 7 | 0
254656103 | TNB | DISTRIBUTION | KUALA SELANGOR | Existing | RYB | 230/400 V |  |  | LV LINE |  | 7X_500_1C_CU_PVC/PVC |  |  |  | 0.062 m |  | 7 | 0
254656933 | TNB | DISTRIBUTION | KUALA SELANGOR | Existing | RYB | 230/400 V |  |  | LV LINE |  | 7X_500_1C_CU_PVC/PVC |  |  |  | 0.295 m |  | 7 | 0
254656958 | TNB | DISTRIBUTION | KUALA SELANGOR | Existing | RYB | 230/400 V |  |  | LV LINE |  | 7X_500_1C_CU_PVC/PVC |  |  |  | 0.622 m |  | 7 | 0
254656973 | TNB | DISTRIBUTION | KUALA SELANGOR | Existing | RYB | 230/400 V |  |  | LV LINE |  | 7X_500_1C_CU_PVC/PVC |  |  |  | 1.043 m |  | 7 | 0
254658133 | TNB | DISTRIBUTION | KUALA SELANGOR | Existing | RYB | 230/400 V |  |  | LV LINE |  | 7X_300_1C_AL_PVC/PVC |  |  |  | 1.569 m |  | 7 | 0
254658368 | TNB | DISTRIBUTION | KUALA SELANGOR | Existing | RYB | 230/400 V |  |  | LV LINE |  | 7X_300_1C_AL_PVC/PVC |  |  |  | 1.052 m |  | 7 | 0
254658723 | TNB | DISTRIBUTION | KUALA SELANGOR | Existing | RYB | 230/400 V |  |  | LV LINE |  | 7X_300_1C_AL_PVC/PVC |  |  |  | 0.065 m |  | 7 | 0
254658988 | TNB | DISTRIBUTION | KUALA SELANGOR | Existing | RYB | 230/400 V |  |  | LV LINE |  | 7X_500_1C_CU_PVC/PVC |  |  |  | 0.395 m |  | 7 | 0
254675283 | TNB | DISTRIBUTION | KUALA SELANGOR | Existing | RYB | 230/400 V |  |  | LV LINE |  | 500_1C_CU_PVC/PVC |  |  |  | 1.621 m |  | 4 | 0
254679728 | TNB | DISTRIBUTION | KUALA SELANGOR | Existing | RYB | 230/400 V |  |  | LV LINE |  | 7X_300_1C_AL_PVC/PVC |  |  |  | 1.979 m |  | 7 | 0
254682603 | TNB | DISTRIBUTION | KUALA SELANGOR | Existing | RYB | 230/400 V |  |  | LV LINE |  | 7X_500_1C_CU_PVC/PVC |  |  |  | 0.060 m |  | 7 | 0
254682688 | TNB | DISTRIBUTION | KUALA SELANGOR | Existing | RYB | 230/400 V |  |  | LV LINE |  | 7X_500_1C_CU_PVC/PVC |  |  |  | 1.053 m |  | 7 | 0
254685718 | TNB | DISTRIBUTION | KUALA SELANGOR | Existing | RYB | 230/400 V |  |  | LV LINE |  | 7X_300_1C_AL_PVC/PVC |  |  |  | 1.534 m |  | 7 | 0
254686083 | TNB | DISTRIBUTION | KUALA SELANGOR | Existing | RYB | 230/400 V |  |  | LV LINE |  | 7X_500_1C_CU_PVC/PVC |  |  |  | 1.886 m |  | 7 | 0
254692548 | TNB | DISTRIBUTION | KUALA SELANGOR | Existing | RYB | 230/400 V |  |  | LV LINE |  | 7X_300_1C_AL_PVC/PVC |  |  |  | 1.286 m |  | 7 | 0
254697638 | TNB | DISTRIBUTION | KUALA SELANGOR | Existing | RYB | 230/400 V |  |  | LV LINE |  | 7X_500_1C_CU_PVC/PVC |  |  |  | 1.268 m |  | 7 | 0
254697658 | TNB | DISTRIBUTION | KUALA SELANGOR | Existing | RYB | 230/400 V |  |  | LV LINE |  | 7X_500_1C_CU_PVC/PVC |  |  |  | 1.099 m |  | 7 | 0
376961711 | TNB | DISTRIBUTION | KUALA SELANGOR | Existing | RYB | 230/400 V | NO | Class C | LV LINE |  | 7X_300_1C_AL_PVC/PVC |  |  |  | 0.204 m |  | 7 | 0
376961840 | TNB | DISTRIBUTION | KUALA SELANGOR | Existing | RYB | 230/400 V | Unknown |  | LV LINE |  | 7X_500_1C_CU_PVC/PVC |  |  |  | 0.209 m |  | 7 | 0
376961983 | TNB | DISTRIBUTION | KUALA SELANGOR | Existing | RYB | 230/400 V | Unknown |  | LV LINE |  | 7X_500_1C_CU_PVC/PVC |  |  |  | 0.280 m |  | 7 | 0
377034969 | TNB | DISTRIBUTION | KUALA SELANGOR | Existing | RYB | 230/400 V | Unknown |  | LV LINE |  | 7X_500_1C_CU_PVC/PVC |  |  |  | 0.670 m |  | 7 | 0
377966630 | TNB | DISTRIBUTION | KUALA SELANGOR | Existing | RYB | 230/400 V | Unknown |  | LV LINE |  | 7X_500_1C_CU_PVC/PVC |  |  |  | 0.842 m |  | 7 | 0
377966900 | TNB | DISTRIBUTION | KUALA SELANGOR | Existing | RYB | 230/400 V | Unknown |  | LV LINE |  | 7X_500_1C_CU_PVC/PVC |  |  |  | 0.524 m |  | 7 | 0
379512335 | TNB | DISTRIBUTION | KUALA SELANGOR | Existing | RYB | 230/400 V | Unknown |  | LV LINE |  | 7X_300_1C_AL_PVC/PVC |  |  |  | 0.199 m |  | 7 | 0
379512466 | TNB | DISTRIBUTION | KUALA SELANGOR | Existing | RYB | 230/400 V | Unknown |  | LV LINE |  | 7X_500_1C_CU_PVC/PVC |  |  |  | 0.215 m |  | 7 | 0
379787391 | TNB | DISTRIBUTION | KUALA SELANGOR | Existing | RYB | 230/400 V | Unknown |  | LV LINE |  | 7X_300_1C_AL_PVC/PVC |  |  |  | 0.133 m |  | 7 | 0
379787511 | TNB | DISTRIBUTION | KUALA SELANGOR | Existing | RYB | 230/400 V | Unknown |  | LV LINE |  | 7X_500_1C_CU_PVC/PVC |  |  |  | 0.128 m |  | 7 | 0
379787607 | TNB | DISTRIBUTION | KUALA SELANGOR | Existing | RYB | 230/400 V | Unknown |  | LV LINE |  | 7X_300_1C_AL_PVC/PVC |  |  |  | 0.121 m |  | 7 | 0
379787701 | TNB | DISTRIBUTION | KUALA SELANGOR | Existing | RYB | 230/400 V | Unknown |  | LV LINE |  | 7X_300_1C_AL_PVC/PVC |  |  |  | 0.127 m |  | 7 | 0
379787993 | TNB | DISTRIBUTION | KUALA SELANGOR | Existing | RYB | 230/400 V | Unknown |  | LV LINE |  | 7X_500_1C_CU_PVC/PVC |  |  |  | 0.241 m |  | 7 | 0
379791540 | TNB | DISTRIBUTION | KUALA SELANGOR | Existing | RYB | 230/400 V | Unknown |  | LV LINE |  | 7X_500_1C_CU_PVC/PVC |  |  |  | 0.181 m |  | 7 | 0
379791634 | TNB | DISTRIBUTION | KUALA SELANGOR | Existing | RYB | 230/400 V | Unknown |  | LV LINE |  | 7X_300_1C_AL_PVC/PVC |  |  |  | 0.252 m |  | 7 | 0
379791737 | TNB | DISTRIBUTION | KUALA SELANGOR | Existing | RYB | 230/400 V | Unknown |  | LV LINE |  | 7X_500_1C_CU_PVC/PVC |  |  |  | 0.156 m |  | 7 | 0
379791831 | TNB | DISTRIBUTION | KUALA SELANGOR | Existing | RYB | 230/400 V | Unknown |  | LV LINE |  | 7X_500_1C_CU_PVC/PVC |  |  |  | 0.163 m |  | 7 | 0
379791952 | TNB | DISTRIBUTION | KUALA SELANGOR | Existing | RYB | 230/400 V | Unknown |  | LV LINE |  | 7X_300_1C_AL_PVC/PVC |  |  |  | 0.206 m |  | 7 | 0
379792048 | TNB | DISTRIBUTION | KUALA SELANGOR | Existing | RYB | 230/400 V | Unknown |  | LV LINE |  | 7X_300_1C_AL_PVC/PVC |  |  |  | 0.235 m |  | 7 | 0
379792144 | TNB | DISTRIBUTION | KUALA SELANGOR | Existing | RYB | 230/400 V | Unknown |  | LV LINE |  | 7X_500_1C_CU_PVC/PVC |  |  |  | 0.246 m |  | 7 | 0
379792240 | TNB | DISTRIBUTION | KUALA SELANGOR | Existing | RYB | 230/400 V | Unknown |  | LV LINE |  | 7X_500_1C_CU_PVC/PVC |  |  |  | 0.193 m |  | 7 | 0
379792334 | TNB | DISTRIBUTION | KUALA SELANGOR | Existing | RYB | 230/400 V | Unknown |  | LV LINE |  | 7X_500_1C_CU_PVC/PVC |  |  |  | 0.178 m |  | 7 | 0
379792428 | TNB | DISTRIBUTION | KUALA SELANGOR | Existing | RYB | 230/400 V | Unknown |  | LV LINE |  | 7X_500_1C_CU_PVC/PVC |  |  |  | 0.160 m |  | 7 | 0
379792524 | TNB | DISTRIBUTION | KUALA SELANGOR | Existing | RYB | 230/400 V | Unknown |  | LV LINE |  | 7X_500_1C_CU_PVC/PVC |  |  |  | 0.202 m |  | 7 | 0
379792620 | TNB | DISTRIBUTION | KUALA SELANGOR | Existing | RYB | 230/400 V | Unknown |  | LV LINE |  | 7X_500_1C_CU_PVC/PVC |  |  |  | 0.174 m |  | 7 | 0
379792716 | TNB | DISTRIBUTION | KUALA SELANGOR | Existing | RYB | 230/400 V | Unknown |  | LV LINE |  | 7X_500_1C_CU_PVC/PVC |  |  |  | 0.185 m |  | 7 | 0
379792810 | TNB | DISTRIBUTION | KUALA SELANGOR | Existing | RYB | 230/400 V | Unknown |  | LV LINE |  | 7X_500_1C_CU_PVC/PVC |  |  |  | 0.204 m |  | 7 | 0
379792914 | TNB | DISTRIBUTION | KUALA SELANGOR | Existing | RYB | 230/400 V | Unknown |  | LV LINE |  | 7X_500_1C_CU_PVC/PVC |  |  |  | 0.197 m |  | 7 | 0
379793111 | TNB | DISTRIBUTION | KUALA SELANGOR | Existing | RYB | 230/400 V | Unknown |  | LV LINE |  | 7X_500_1C_CU_PVC/PVC |  |  |  | 0.268 m |  | 7 | 0
379793205 | TNB | DISTRIBUTION | KUALA SELANGOR | Existing | RYB | 230/400 V | Unknown |  | LV LINE |  | 7X_500_1C_CU_PVC/PVC |  |  |  | 4.382 m |  | 7 | 0
379793353 | TNB | DISTRIBUTION | KUALA SELANGOR | Existing | RYB | 230/400 V | Unknown |  | LV LINE |  | 7X_300_1C_AL_PVC/PVC |  |  |  | 0.272 m |  | 7 | 0
379793447 | TNB | DISTRIBUTION | KUALA SELANGOR | Existing | RYB | 230/400 V | Unknown |  | LV LINE |  | 7X_500_1C_CU_PVC/PVC |  |  |  | 0.267 m |  | 7 | 0
379793548 | TNB | DISTRIBUTION | KUALA SELANGOR | Existing | RYB | 230/400 V | YES |  | LV LINE |  | 7X_500_1C_CU_PVC/PVC |  |  |  | 0.215 m |  | 7 | 0
379793723 | TNB | DISTRIBUTION | KUALA SELANGOR | Existing | RYB | 230/400 V | Unknown |  | LV LINE |  | 7X_300_1C_AL_PVC/PVC |  |  |  | 0.172 m |  | 7 | 0
379793726 | TNB | DISTRIBUTION | KUALA SELANGOR | Existing | RYB | 230/400 V | Unknown |  | LV LINE |  | 7X_500_1C_CU_PVC/PVC |  |  |  | 10.875 m |  | 7 | 0
379794015 | TNB | DISTRIBUTION | KUALA SELANGOR | Existing | RYB | 230/400 V | Unknown |  | LV LINE |  | 7X_300_1C_AL_PVC/PVC |  |  |  | 0.219 m |  | 7 | 0
379794116 | TNB | DISTRIBUTION | KUALA SELANGOR | Existing | RYB | 230/400 V | Unknown |  | LV LINE |  | 7X_500_1C_CU_PVC/PVC |  |  |  | 5.959 m |  | 7 | 0
379794119 | TNB | DISTRIBUTION | KUALA SELANGOR | Existing | RYB | 230/400 V | Unknown |  | LV LINE |  | 7X_500_1C_CU_PVC/PVC |  |  |  | 0.194 m |  | 7 | 0
379794304 | TNB | DISTRIBUTION | KUALA SELANGOR | Existing | RYB | 230/400 V | Unknown |  | LV LINE |  | 7X_500_1C_CU_PVC/PVC |  |  |  | 89.941 m |  | 7 | 0
379794307 | TNB | DISTRIBUTION | KUALA SELANGOR | Existing | RYB | 230/400 V | Unknown |  | LV LINE |  | 7X_500_1C_CU_PVC/PVC |  |  |  | 0.261 m |  | 7 | 0
379794475 | TNB | DISTRIBUTION | KUALA SELANGOR | Existing | RYB | 230/400 V | Unknown |  | LV LINE |  | 7X_500_1C_CU_PVC/PVC |  |  |  | 0.218 m |  | 7 | 0
379794478 | TNB | DISTRIBUTION | KUALA SELANGOR | Existing | RYB | 230/400 V | Unknown |  | LV LINE |  | 7X_500_1C_CU_PVC/PVC |  |  |  | 0.191 m |  | 7 | 0
379794650 | TNB | DISTRIBUTION | KUALA SELANGOR | Existing | RYB | 230/400 V | Unknown |  | LV LINE |  | 7X_300_1C_AL_PVC/PVC |  |  |  | 0.252 m |  | 7 | 0
379794653 | TNB | DISTRIBUTION | KUALA SELANGOR | Existing | RYB | 230/400 V | Unknown |  | LV LINE |  | 7X_500_1C_CU_PVC/PVC |  |  |  | 0.222 m |  | 7 | 0
379794821 | TNB | DISTRIBUTION | KUALA SELANGOR | Existing | RYB | 230/400 V | Unknown |  | LV LINE |  | 7X_500_1C_CU_PVC/PVC |  |  |  | 0.289 m |  | 7 | 0
379794824 | TNB | DISTRIBUTION | KUALA SELANGOR | Existing | RYB | 230/400 V | Unknown |  | LV LINE |  | 7X_500_1C_CU_PVC/PVC |  |  |  | 0.247 m |  | 7 | 0
379794985 | TNB | DISTRIBUTION | KUALA SELANGOR | Existing | RYB | 230/400 V | Unknown |  | LV LINE |  | 7X_500_1C_CU_PVC/PVC |  |  |  | 0.216 m |  | 7 | 0
379795081 | TNB | DISTRIBUTION | KUALA SELANGOR | Existing | RYB | 230/400 V | Unknown |  | LV LINE |  | 7X_500_1C_CU_PVC/PVC |  |  |  | 0.207 m |  | 7 | 0
379795175 | TNB | DISTRIBUTION | KUALA SELANGOR | Existing | RYB | 230/400 V | Unknown |  | LV LINE |  | 4X_300_1C_AL_PVC/PVC |  |  |  | 0.209 m |  | 4 | 0
379795269 | TNB | DISTRIBUTION | KUALA SELANGOR | Existing | RYB | 230/400 V | Unknown |  | LV LINE |  | 7X_300_1C_AL_PVC/PVC |  |  |  | 0.171 m |  | 7 | 0
379795363 | TNB | DISTRIBUTION | KUALA SELANGOR | Existing | RYB | 230/400 V | Unknown |  | LV LINE |  | 7X_300_1C_AL_PVC/PVC |  |  |  | 0.194 m |  | 7 | 0
379795457 | TNB | DISTRIBUTION | KUALA SELANGOR | Existing | RYB | 230/400 V | Unknown |  | LV LINE |  | 7X_300_1C_AL_PVC/PVC |  |  |  | 0.257 m |  | 7 | 0
379795551 | TNB | DISTRIBUTION | KUALA SELANGOR | Existing | RYB | 230/400 V | Unknown |  | LV LINE |  | 7X_300_1C_AL_PVC/PVC |  |  |  | 0.243 m |  | 7 | 0
379795764 | TNB | DISTRIBUTION | KUALA SELANGOR | Existing | RYB | 230/400 V | Unknown |  | LV LINE |  | 7X_500_1C_CU_PVC/PVC |  |  |  | 0.120 m |  | 7 | 0
379795858 | TNB | DISTRIBUTION | KUALA SELANGOR | Existing | RYB | 230/400 V | Unknown |  | LV LINE |  | 7X_500_1C_CU_PVC/PVC |  |  |  | 0.186 m |  | 7 | 0
379795952 | TNB | DISTRIBUTION | KUALA SELANGOR | Existing | RYB | 230/400 V | Unknown |  | LV LINE |  | 7X_300_1C_AL_PVC/PVC |  |  |  | 0.124 m |  | 7 | 0
379796046 | TNB | DISTRIBUTION | KUALA SELANGOR | Existing | RYB | 230/400 V | Unknown |  | LV LINE |  | 7X_300_1C_AL_PVC/PVC |  |  |  | 0.152 m |  | 7 | 0
379796140 | TNB | DISTRIBUTION | KUALA SELANGOR | Existing | RYB | 230/400 V | Unknown |  | LV LINE |  | 7X_500_1C_CU_PVC/PVC |  |  |  | 0.179 m |  | 7 | 0
379796234 | TNB | DISTRIBUTION | KUALA SELANGOR | Existing | RYB | 230/400 V | Unknown |  | LV LINE |  | 7X_300_1C_AL_PVC/PVC |  |  |  | 0.203 m |  | 7 | 0
379796328 | TNB | DISTRIBUTION | KUALA SELANGOR | Existing | RYB | 230/400 V | Unknown |  | LV LINE |  | 7X_500_1C_CU_PVC/PVC |  |  |  | 0.060 m |  | 7 | 0
379796541 | TNB | DISTRIBUTION | KUALA SELANGOR | Existing | RYB | 230/400 V | Unknown |  | LV LINE |  | 7X_500_1C_CU_PVC/PVC |  |  |  | 0.237 m |  | 7 | 0
379796544 | TNB | DISTRIBUTION | KUALA SELANGOR | Existing | RYB | 230/400 V | Unknown |  | LV LINE |  | 7X_500_1C_CU_PVC/PVC |  |  |  | 0.264 m |  | 7 | 0
379796799 | TNB | DISTRIBUTION | KUALA SELANGOR | Existing | RYB | 230/400 V | Unknown |  | LV LINE |  | 7X_300_1C_AL_PVC/PVC |  |  |  | 0.214 m |  | 7 | 0
379796893 | TNB | DISTRIBUTION | KUALA SELANGOR | Existing | RYB | 230/400 V | Unknown |  | LV LINE |  | 7X_500_1C_CU_PVC/PVC |  |  |  | 0.269 m |  | 7 | 0
379796987 | TNB | DISTRIBUTION | KUALA SELANGOR | Existing | RYB | 230/400 V | Unknown |  | LV LINE |  | 7X_500_1C_CU_PVC/PVC |  |  |  | 0.205 m |  | 7 | 0
379797081 | TNB | DISTRIBUTION | KUALA SELANGOR | Existing | RYB | 230/400 V | Unknown |  | LV LINE |  | 7X_300_1C_AL_PVC/PVC |  |  |  | 0.324 m |  | 7 | 0
379797175 | TNB | DISTRIBUTION | KUALA SELANGOR | Existing | RYB | 230/400 V | Unknown |  | LV LINE |  | 7X_300_1C_AL_PVC/PVC |  |  |  | 0.265 m |  | 7 | 0
379797269 | TNB | DISTRIBUTION | KUALA SELANGOR | Existing | RYB | 230/400 V | Unknown |  | LV LINE |  | 7X_300_1C_AL_PVC/PVC |  |  |  | 0.176 m |  | 7 | 0
379797370 | TNB | DISTRIBUTION | KUALA SELANGOR | Existing | RYB | 230/400 V | Unknown |  | LV LINE |  | 7X_500_1C_CU_PVC/PVC |  |  |  | 0.304 m |  | 7 | 0
379797373 | TNB | DISTRIBUTION | KUALA SELANGOR | Existing | RYB | 230/400 V | Unknown |  | LV LINE |  | 7X_500_1C_CU_PVC/PVC |  |  |  | 0.297 m |  | 7 | 0
379797534 | TNB | DISTRIBUTION | KUALA SELANGOR | Existing | RYB | 230/400 V | Unknown |  | LV LINE |  | 7X_300_1C_AL_PVC/PVC |  |  |  | 0.274 m |  | 7 | 0
379797628 | TNB | DISTRIBUTION | KUALA SELANGOR | Existing | RYB | 230/400 V | Unknown |  | LV LINE |  | 7X_300_1C_AL_PVC/PVC |  |  |  | 0.206 m |  | 7 | 0
379797722 | TNB | DISTRIBUTION | KUALA SELANGOR | Existing | RYB | 230/400 V | NO | Class C | LV LINE |  | 7X_300_1C_AL_PVC/PVC |  |  |  | 0.195 m |  | 7 | 0
379798032 | TNB | DISTRIBUTION | KUALA SELANGOR | Existing | RYB | 230/400 V | Unknown |  | LV LINE |  | 7X_500_1C_CU_PVC/PVC |  |  |  | 0.234 m |  | 7 | 0
379798126 | TNB | DISTRIBUTION | KUALA SELANGOR | Existing | RYB | 230/400 V | Unknown |  | LV LINE |  | 7X_500_1C_CU_PVC/PVC |  |  |  | 0.254 m |  | 7 | 0
379798408 | TNB | DISTRIBUTION | KUALA SELANGOR | Existing | RYB | 230/400 V | Unknown |  | LV LINE |  | 7X_300_1C_AL_PVC/PVC |  |  |  | 0.252 m |  | 7 | 0
379864668 | TNB | DISTRIBUTION | KUALA SELANGOR | Existing | RYB | 230/400 V | Unknown |  | LV LINE |  | 7X_500_1C_CU_PVC/PVC |  |  |  | 0.310 m |  | 7 | 0
379864762 | TNB | DISTRIBUTION | KUALA SELANGOR | Existing | RYB | 230/400 V | Unknown |  | LV LINE |  | 7X_300_1C_AL_PVC/PVC |  |  |  | 0.198 m |  | 7 | 0
379864856 | TNB | DISTRIBUTION | KUALA SELANGOR | Existing | RYB | 230/400 V | Unknown |  | LV LINE |  | 7X_300_1C_AL_PVC/PVC |  |  |  | 0.221 m |  | 7 | 0
379869026 | TNB | DISTRIBUTION | KUALA SELANGOR | Existing | RYB | 230/400 V | Unknown |  | LV LINE |  | 7X_500_1C_AL_PVC/PVC |  |  |  | 0.870 m |  | 7 | 0
379869252 | TNB | DISTRIBUTION | KUALA SELANGOR | Existing | RYB | 230/400 V | Unknown |  | LV LINE |  | 7X_500_1C_CU_PVC/PVC |  |  |  | 1.168 m |  | 7 | 0
379869650 | TNB | DISTRIBUTION | KUALA SELANGOR | Existing | RYB | 230/400 V | Unknown |  | LV LINE |  | 7X_300_1C_AL_PVC/PVC |  |  |  | 1.009 m |  | 7 | 0
379870530 | TNB | DISTRIBUTION | KUALA SELANGOR | Existing | RYB | 230/400 V | Unknown |  | LV LINE |  | 7X_300_1C_AL_PVC/PVC |  |  |  | 1.477 m |  | 7 | 0
379871121 | TNB | DISTRIBUTION | KUALA SELANGOR | Existing | RYB | 230/400 V | Unknown |  | LV LINE |  | 7X_300_1C_AL_PVC/PVC |  |  |  | 0.754 m |  | 7 | 0
379871253 | TNB | DISTRIBUTION | KUALA SELANGOR | Existing | RYB | 230/400 V | Unknown |  | LV LINE |  | 7X_300_1C_AL_PVC/PVC |  |  |  | 6.957 m |  | 7 | 0
379873030 | TNB | DISTRIBUTION | KUALA SELANGOR | Existing | RYB | 230/400 V | Unknown |  | LV LINE |  | 7X_500_1C_CU_PVC/PVC |  |  |  | 0.220 m |  | 7 | 0
379873124 | TNB | DISTRIBUTION | KUALA SELANGOR | Existing | RYB | 230/400 V | Unknown |  | LV LINE |  | 7X_500_1C_CU_PVC/PVC |  |  |  | 0.211 m |  | 7 | 0
379873321 | TNB | DISTRIBUTION | KUALA SELANGOR | Existing | RYB | 230/400 V | Unknown |  | LV LINE |  | 7X_500_1C_CU_PVC/PVC |  |  |  | 0.291 m |  | 7 | 0
379873535 | TNB | DISTRIBUTION | KUALA SELANGOR | Existing | RYB | 230/400 V | Unknown |  | LV LINE |  | 7X_500_1C_CU_PVC/PVC |  |  |  | 0.267 m |  | 7 | 0
379873655 | TNB | DISTRIBUTION | KUALA SELANGOR | Existing | RYB | 230/400 V | Unknown |  | LV LINE |  | 7X_500_1C_CU_PVC/PVC |  |  |  | 0.262 m |  | 7 | 0
379873749 | TNB | DISTRIBUTION | KUALA SELANGOR | Existing | RYB | 230/400 V | Unknown |  | LV LINE |  | 7X_500_1C_CU_PVC/PVC |  |  |  | 0.165 m |  | 7 | 0
379873843 | TNB | DISTRIBUTION | KUALA SELANGOR | Existing | RYB | 230/400 V | Unknown |  | LV LINE |  | 7X_500_1C_CU_PVC/PVC |  |  |  | 0.225 m |  | 7 | 0
379890279 | TNB | DISTRIBUTION | KUALA SELANGOR | Existing | RYB | 230/400 V | Unknown |  | LV LINE |  | 7X_500_1C_CU_PVC/PVC |  |  |  | 0.376 m |  | 7 | 0
379890282 | TNB | DISTRIBUTION | KUALA SELANGOR | Existing | RYB | 230/400 V | Unknown |  | LV LINE |  | 7X_500_1C_CU_PVC/PVC |  |  |  | 0.338 m |  | 7 | 0
379890450 | TNB | DISTRIBUTION | KUALA SELANGOR | Existing | RYB | 230/400 V | Unknown |  | LV LINE |  | 7X_500_1C_CU_PVC/PVC |  |  |  | 0.378 m |  | 7 | 0
379890453 | TNB | DISTRIBUTION | KUALA SELANGOR | Existing | RYB | 230/400 V | Unknown |  | LV LINE |  | 7X_500_1C_CU_PVC/PVC |  |  |  | 0.374 m |  | 7 | 0
379890614 | TNB | DISTRIBUTION | KUALA SELANGOR | Existing | RYB | 230/400 V | Unknown |  | LV LINE |  | 7X_300_1C_AL_PVC/PVC |  |  |  | 0.293 m |  | 7 | 0
379890717 | TNB | DISTRIBUTION | KUALA SELANGOR | Existing | RYB | 230/400 V | Unknown |  | LV LINE |  | 7X_300_1C_AL_PVC/PVC |  |  |  | 0.313 m |  | 7 | 0
379890872 | TNB | DISTRIBUTION | KUALA SELANGOR | Existing | RYB | 230/400 V | Unknown |  | LV LINE |  | 7X_300_1C_AL_PVC/PVC |  |  |  | 0.212 m |  | 7 | 0
379890973 | TNB | DISTRIBUTION | KUALA SELANGOR | Existing | RYB | 230/400 V | Unknown |  | LV LINE |  | 7X_500_1C_CU_PVC/PVC |  |  |  | 0.316 m |  | 7 | 0
379890976 | TNB | DISTRIBUTION | KUALA SELANGOR | Existing | RYB | 230/400 V | Unknown |  | LV LINE |  | 7X_500_1C_CU_PVC/PVC |  |  |  | 0.304 m |  | 7 | 0
379891319 | TNB | DISTRIBUTION | KUALA SELANGOR | Existing | RYB | 230/400 V | Unknown |  | LV LINE |  | 7X_500_1C_CU_PVC/PVC |  |  |  | 0.187 m |  | 7 | 0
379891322 | TNB | DISTRIBUTION | KUALA SELANGOR | Existing | RYB | 230/400 V | Unknown |  | LV LINE |  | 7X_500_1C_CU_PVC/PVC |  |  |  | 0.203 m |  | 7 | 0
379891577 | TNB | DISTRIBUTION | KUALA SELANGOR | Existing | RYB | 230/400 V | Unknown |  | LV LINE |  | 7X_500_1C_CU_PVC/PVC |  |  |  | 0.364 m |  | 7 | 0
379891671 | TNB | DISTRIBUTION | KUALA SELANGOR | Existing | RYB | 230/400 V | Unknown |  | LV LINE |  | 7X_500_1C_CU_PVC/PVC |  |  |  | 0.256 m |  | 7 | 0
379891765 | TNB | DISTRIBUTION | KUALA SELANGOR | Existing | RYB | 230/400 V | Unknown |  | LV LINE |  | 7X_500_1C_CU_PVC/PVC |  |  |  | 0.314 m |  | 7 | 0
379891859 | TNB | DISTRIBUTION | KUALA SELANGOR | Existing | RYB | 230/400 V | Unknown |  | LV LINE |  | 7X_500_1C_CU_PVC/PVC |  |  |  | 0.278 m |  | 7 | 0
379891953 | TNB | DISTRIBUTION | KUALA SELANGOR | Existing | RYB | 230/400 V | Unknown |  | LV LINE |  | 7X_500_1C_CU_PVC/PVC |  |  |  | 0.204 m |  | 7 | 0
379892047 | TNB | DISTRIBUTION | KUALA SELANGOR | Existing | RYB | 230/400 V | Unknown |  | LV LINE |  | 7X_500_1C_CU_PVC/PVC |  |  |  | 0.233 m |  | 7 | 0
379892490 | TNB | DISTRIBUTION | KUALA SELANGOR | Existing | RYB | 230/400 V | Unknown |  | LV LINE |  | 7X_500_1C_CU_PVC/PVC |  |  |  | 0.359 m |  | 7 | 0
379892493 | TNB | DISTRIBUTION | KUALA SELANGOR | Existing | RYB | 230/400 V | Unknown |  | LV LINE |  | 7X_500_1C_CU_PVC/PVC |  |  |  | 0.364 m |  | 7 | 0
379892654 | TNB | DISTRIBUTION | KUALA SELANGOR | Existing | RYB | 230/400 V | Unknown |  | LV LINE |  | 7X_500_1C_CU_PVC/PVC |  |  |  | 0.226 m |  | 7 | 0
379892748 | TNB | DISTRIBUTION | KUALA SELANGOR | Existing | RYB | 230/400 V | Unknown |  | LV LINE |  | 7X_500_1C_CU_PVC/PVC |  |  |  | 0.306 m |  | 7 | 0
379892997 | TNB | DISTRIBUTION | KUALA SELANGOR | Existing | RYB | 230/400 V | Unknown |  | LV LINE |  | 7X_500_1C_CU_PVC/PVC |  |  |  | 0.306 m |  | 7 | 0
379893091 | TNB | DISTRIBUTION | KUALA SELANGOR | Existing | RYB | 230/400 V | Unknown |  | LV LINE |  | 7X_300_1C_AL_PVC/PVC |  |  |  | 0.227 m |  | 7 | 0
379893185 | TNB | DISTRIBUTION | KUALA SELANGOR | Existing | RYB | 230/400 V | Unknown |  | LV LINE |  | 7X_500_1C_CU_PVC/PVC |  |  |  | 0.217 m |  | 7 | 0
379893279 | TNB | DISTRIBUTION | KUALA SELANGOR | Existing | RYB | 230/400 V | Unknown |  | LV LINE |  | 7X_500_1C_CU_PVC/PVC |  |  |  | 0.320 m |  | 7 | 0
379893380 | TNB | DISTRIBUTION | KUALA SELANGOR | Existing | RYB | 230/400 V | Unknown |  | LV LINE |  | 7X_500_1C_CU_PVC/PVC |  |  |  | 1.043 m |  | 7 | 0
379893383 | TNB | DISTRIBUTION | KUALA SELANGOR | Existing | RYB | 230/400 V | Unknown |  | LV LINE |  | 7X_300_1C_AL_PVC/PVC |  |  |  | 1.025 m |  | 7 | 0
379893551 | TNB | DISTRIBUTION | KUALA SELANGOR | Existing | RYB | 230/400 V | Unknown |  | LV LINE |  | 7X_500_1C_CU_PVC/PVC |  |  |  | 0.650 m |  | 7 | 0
379893554 | TNB | DISTRIBUTION | KUALA SELANGOR | Existing | RYB | 230/400 V | Unknown |  | LV LINE |  | 7X_500_1C_CU_PVC/PVC |  |  |  | 0.644 m |  | 7 | 0
379893741 | TNB | DISTRIBUTION | KUALA SELANGOR | Existing | RYB | 230/400 V | Unknown |  | LV LINE |  | 7X_500_1C_CU_PVC/PVC |  |  |  | 0.311 m |  | 7 | 0
379893835 | TNB | DISTRIBUTION | KUALA SELANGOR | Existing | RYB | 230/400 V | Unknown |  | LV LINE |  | 7X_300_1C_AL_PVC/PVC |  |  |  | 0.177 m |  | 7 | 0
379893936 | TNB | DISTRIBUTION | KUALA SELANGOR | Existing | RYB | 230/400 V | Unknown |  | LV LINE |  | 7X_500_1C_CU_PVC/PVC |  |  |  | 0.166 m |  | 7 | 0
379893939 | TNB | DISTRIBUTION | KUALA SELANGOR | Existing | RYB | 230/400 V | Unknown |  | LV LINE |  | 7X_500_1C_CU_PVC/PVC |  |  |  | 0.167 m |  | 7 | 0
379894100 | TNB | DISTRIBUTION | KUALA SELANGOR | Existing | RYB | 230/400 V | Unknown |  | LV LINE |  | 7X_300_1C_AL_PVC/PVC |  |  |  | 0.182 m |  | 7 | 0
379894194 | TNB | DISTRIBUTION | KUALA SELANGOR | Existing | RYB | 230/400 V | Unknown |  | LV LINE |  | 7X_500_1C_CU_PVC/PVC |  |  |  | 0.173 m |  | 7 | 0
379894288 | TNB | DISTRIBUTION | KUALA SELANGOR | Existing | RYB | 230/400 V | Unknown |  | LV LINE |  | 7X_500_1C_CU_PVC/PVC |  |  |  | 0.308 m |  | 7 | 0
379894389 | TNB | DISTRIBUTION | KUALA SELANGOR | Existing | RYB | 230/400 V | Unknown |  | LV LINE |  | 7X_500_1C_CU_PVC/PVC |  |  |  | 0.231 m |  | 7 | 0
379894392 | TNB | DISTRIBUTION | KUALA SELANGOR | Existing | RYB | 230/400 V | Unknown |  | LV LINE |  | 7X_500_1C_CU_PVC/PVC |  |  |  | 0.262 m |  | 7 | 0
379894709 | TNB | DISTRIBUTION | KUALA SELANGOR | Existing | RYB | 230/400 V | Unknown |  | LV LINE |  | 7X_500_1C_CU_PVC/PVC |  |  |  | 0.345 m |  | 7 | 0
379894883 | TNB | DISTRIBUTION | KUALA SELANGOR | Existing | RYB | 230/400 V | Unknown |  | LV LINE |  | 7X_500_1C_CU_PVC/PVC |  |  |  | 0.276 m |  | 7 | 0
379894977 | TNB | DISTRIBUTION | KUALA SELANGOR | Existing | RYB | 230/400 V | Unknown |  | LV LINE |  | 7X_500_1C_CU_PVC/PVC |  |  |  | 0.316 m |  | 7 | 0
379895071 | TNB | DISTRIBUTION | KUALA SELANGOR | Existing | RYB | 230/400 V | Unknown |  | LV LINE |  | 7X_500_1C_CU_PVC/PVC |  |  |  | 0.277 m |  | 7 | 0
379895268 | TNB | DISTRIBUTION | KUALA SELANGOR | Existing | RYB | 230/400 V | Unknown |  | LV LINE |  | 7X_500_1C_CU_PVC/PVC |  |  |  | 0.252 m |  | 7 | 0
379895746 | TNB | DISTRIBUTION | KUALA SELANGOR | Existing | RYB | 230/400 V |  |  | LV LINE |  | 7X_500_1C_CU_PVC/PVC |  |  |  | 0.319 m |  | 7 | 0
379895809 | TNB | DISTRIBUTION | KUALA SELANGOR | Existing | RYB | 230/400 V | Unknown |  | LV LINE |  | 7X_300_1C_AL_PVC/PVC |  |  |  | 0.274 m |  | 7 | 0
379895905 | TNB | DISTRIBUTION | KUALA SELANGOR | Existing | RYB | 230/400 V | Unknown |  | LV LINE |  | 7X_500_1C_CU_PVC/PVC |  |  |  | 0.207 m |  | 7 | 0
379895999 | TNB | DISTRIBUTION | KUALA SELANGOR | Existing | RYB | 230/400 V | Unknown |  | LV LINE |  | 7X_300_1C_AL_PVC/PVC |  |  |  | 0.257 m |  | 7 | 0
379896093 | TNB | DISTRIBUTION | KUALA SELANGOR | Existing | RYB | 230/400 V | Unknown |  | LV LINE |  | 7X_300_1C_AL_PVC/PVC |  |  |  | 0.398 m |  | 7 | 0
379896187 | TNB | DISTRIBUTION | KUALA SELANGOR | Existing | RYB | 230/400 V | Unknown |  | LV LINE |  | 7X_300_1C_AL_PVC/PVC |  |  |  | 0.302 m |  | 7 | 0
379896288 | TNB | DISTRIBUTION | KUALA SELANGOR | Existing | RYB | 230/400 V | Unknown |  | LV LINE |  | 7X_300_1C_AL_PVC/PVC |  |  |  | 0.320 m |  | 7 | 0
379896291 | TNB | DISTRIBUTION | KUALA SELANGOR | Existing | RYB | 230/400 V | Unknown |  | LV LINE |  | 7X_300_1C_AL_PVC/PVC |  |  |  | 0.325 m |  | 7 | 0
379896452 | TNB | DISTRIBUTION | KUALA SELANGOR | Existing | RYB | 230/400 V | Unknown |  | LV LINE |  | 7X_300_1C_AL_PVC/PVC |  |  |  | 0.315 m |  | 7 | 0
379896570 | TNB | DISTRIBUTION | KUALA SELANGOR | Existing | RYB | 230/400 V | Unknown |  | LV LINE |  | 7X_500_1C_CU_PVC/PVC |  |  |  | 0.186 m |  | 7 | 0
379896861 | TNB | DISTRIBUTION | KUALA SELANGOR | Existing | RYB | 230/400 V | Unknown |  | LV LINE |  | 7X_300_1C_AL_PVC/PVC |  |  |  | 0.279 m |  | 7 | 0
379896955 | TNB | DISTRIBUTION | KUALA SELANGOR | Existing | RYB | 230/400 V | Unknown |  | LV LINE |  | 7X_500_1C_CU_PVC/PVC |  |  |  | 0.282 m |  | 7 | 0
379897565 | TNB | DISTRIBUTION | KUALA SELANGOR | Existing | RYB | 230/400 V | Unknown |  | LV LINE |  | 7X_500_1C_CU_PVC/PVC |  |  |  | 0.312 m |  | 7 | 0
379897798 | TNB | DISTRIBUTION | KUALA SELANGOR | Existing | RYB | 230/400 V | Unknown |  | LV LINE |  | 7X_300_1C_AL_PVC/PVC |  |  |  | 0.290 m |  | 7 | 0
379897892 | TNB | DISTRIBUTION | KUALA SELANGOR | Existing | RYB | 230/400 V | Unknown |  | LV LINE |  | 7X_500_1C_CU_PVC/PVC |  |  |  | 0.329 m |  | 7 | 0
379897986 | TNB | DISTRIBUTION | KUALA SELANGOR | Existing | RYB | 230/400 V | Unknown |  | LV LINE |  | 7X_300_1C_AL_PVC/PVC |  |  |  | 0.323 m |  | 7 | 0
379898080 | TNB | DISTRIBUTION | KUALA SELANGOR | Existing | RYB | 230/400 V | Unknown |  | LV LINE |  | 7X_500_1C_CU_PVC/PVC |  |  |  | 0.300 m |  | 7 | 0
379898201 | TNB | DISTRIBUTION | KUALA SELANGOR | Existing | RYB | 230/400 V | Unknown |  | LV LINE |  | 7X_300_1C_AL_PVC/PVC |  |  |  | 0.274 m |  | 7 | 0
379898295 | TNB | DISTRIBUTION | KUALA SELANGOR | Existing | RYB | 230/400 V | Unknown |  | LV LINE |  | 7X_500_1C_CU_PVC/PVC |  |  |  | 0.316 m |  | 7 | 0
379898391 | TNB | DISTRIBUTION | KUALA SELANGOR | Existing | RYB | 230/400 V | Unknown |  | LV LINE |  | 7X_500_1C_CU_PVC/PVC |  |  |  | 0.298 m |  | 7 | 0
379898487 | TNB | DISTRIBUTION | KUALA SELANGOR | Existing | RYB | 230/400 V | Unknown |  | LV LINE |  | 7X_500_1C_CU_PVC/PVC |  |  |  | 0.325 m |  | 7 | 0
379898583 | TNB | DISTRIBUTION | KUALA SELANGOR | Existing | RYB | 230/400 V | Unknown |  | LV LINE |  | 7X_500_1C_CU_PVC/PVC |  |  |  | 0.255 m |  | 7 | 0
379898677 | TNB | DISTRIBUTION | KUALA SELANGOR | Existing | RYB | 230/400 V | Unknown |  | LV LINE |  | 7X_300_1C_AL_PVC/PVC |  |  |  | 0.250 m |  | 7 | 0
379916029 | TNB | DISTRIBUTION | KUALA SELANGOR | Existing | RYB | 230/400 V | Unknown |  | LV LINE |  | 7X_500_1C_CU_PVC/PVC |  |  |  | 0.482 m |  | 7 | 0
379916032 | TNB | DISTRIBUTION | KUALA SELANGOR | Existing | RYB | 230/400 V | Unknown |  | LV LINE |  | 7X_300_1C_AL_PVC/PVC |  |  |  | 0.438 m |  | 7 | 0
379916419 | TNB | DISTRIBUTION | KUALA SELANGOR | Existing | RYB | 230/400 V | Unknown |  | LV LINE |  | 7X_300_1C_AL_PVC/PVC |  |  |  | 0.749 m |  | 7 | 0
379916607 | TNB | DISTRIBUTION | KUALA SELANGOR | Existing | RYB | 230/400 V | Unknown |  | LV LINE |  | 7X_300_1C_AL_PVC/PVC |  |  |  | 0.543 m |  | 7 | 0
379916717 | TNB | DISTRIBUTION | KUALA SELANGOR | Existing | RYB | 230/400 V | Unknown |  | LV LINE |  | 7X_500_1C_CU_PVC/PVC |  |  |  | 1.103 m |  | 7 | 0
379916720 | TNB | DISTRIBUTION | KUALA SELANGOR | Existing | RYB | 230/400 V | Unknown |  | LV LINE |  | 7X_500_1C_CU_PVC/PVC |  |  |  | 1.115 m |  | 7 | 0
379916883 | TNB | DISTRIBUTION | KUALA SELANGOR | Existing | RYB | 230/400 V | Unknown |  | LV LINE |  | 4X_300_1C_AL_PVC/PVC |  |  |  | 0.788 m |  | 4 | 0
379917273 | TNB | DISTRIBUTION | KUALA SELANGOR | Existing | RYB | 230/400 V | Unknown |  | LV LINE |  | 7X_300_1C_AL_PVC/PVC |  |  |  | 0.541 m |  | 7 | 0
379917369 | TNB | DISTRIBUTION | KUALA SELANGOR | Existing | RYB | 230/400 V | Unknown |  | LV LINE |  | 7X_300_1C_AL_PVC/PVC |  |  |  | 0.784 m |  | 7 | 0
379917471 | TNB | DISTRIBUTION | KUALA SELANGOR | Existing | RYB | 230/400 V | Unknown |  | LV LINE |  | 7X_500_1C_CU_PVC/PVC |  |  |  | 1.070 m |  | 7 | 0
379917565 | TNB | DISTRIBUTION | KUALA SELANGOR | Existing | RYB | 230/400 V | Unknown |  | LV LINE |  | 7X_300_1C_AL_PVC/PVC |  |  |  | 0.795 m |  | 7 | 0
379917764 | TNB | DISTRIBUTION | KUALA SELANGOR | Existing | RYB | 230/400 V | Unknown |  | LV LINE |  | 7X_300_1C_AL_PVC/PVC |  |  |  | 0.582 m |  | 7 | 0
379917928 | TNB | DISTRIBUTION | KUALA SELANGOR | Existing | RYB | 230/400 V | Unknown |  | LV LINE |  | 7X_500_1C_CU_PVC/PVC |  |  |  | 1.222 m |  | 7 | 0
379918022 | TNB | DISTRIBUTION | KUALA SELANGOR | Existing | RYB | 230/400 V | Unknown |  | LV LINE |  | 7X_300_1C_AL_PVC/PVC |  |  |  | 0.941 m |  | 7 | 0
379918116 | TNB | DISTRIBUTION | KUALA SELANGOR | Existing | RYB | 230/400 V | Unknown |  | LV LINE |  | 7X_300_1C_AL_PVC/PVC |  |  |  | 0.960 m |  | 7 | 0
379918210 | TNB | DISTRIBUTION | KUALA SELANGOR | Existing | RYB | 230/400 V | Unknown |  | LV LINE |  | 7X_300_1C_AL_PVC/PVC |  |  |  | 0.993 m |  | 7 | 0
379918304 | TNB | DISTRIBUTION | KUALA SELANGOR | Existing | RYB | 230/400 V | Unknown |  | LV LINE |  | 7X_300_1C_AL_PVC/PVC |  |  |  | 1.235 m |  | 7 | 0
379918505 | TNB | DISTRIBUTION | KUALA SELANGOR | Existing | RYB | 230/400 V | Unknown |  | LV LINE |  | 7X_300_1C_AL_PVC/PVC |  |  |  | 0.875 m |  | 7 | 0
379918599 | TNB | DISTRIBUTION | KUALA SELANGOR | Existing | RYB | 230/400 V | Unknown |  | LV LINE |  | 7X_300_1C_AL_PVC/PVC |  |  |  | 1.054 m |  | 7 | 0
379918693 | TNB | DISTRIBUTION | KUALA SELANGOR | Existing | RYB | 230/400 V | Unknown |  | LV LINE |  | 7X_300_1C_AL_PVC/PVC |  |  |  | 0.998 m |  | 7 | 0
379918810 | TNB | DISTRIBUTION | KUALA SELANGOR | Existing | RYB | 230/400 V | Unknown |  | LV LINE |  | 7X_300_1C_AL_PVC/PVC |  |  |  | 0.844 m |  | 7 | 0
379918980 | TNB | DISTRIBUTION | KUALA SELANGOR | Existing | RYB | 230/400 V | Unknown |  | LV LINE |  | 7X_500_1C_CU_PVC/PVC |  |  |  | 1.058 m |  | 7 | 0
379919212 | TNB | DISTRIBUTION | KUALA SELANGOR | Existing | RYB | 230/400 V | Unknown |  | LV LINE |  | 7X_300_1C_AL_PVC/PVC |  |  |  | 1.430 m |  | 7 | 0
379919306 | TNB | DISTRIBUTION | KUALA SELANGOR | Existing | RYB | 230/400 V | Unknown |  | LV LINE |  | 7X_500_1C_CU_PVC/PVC |  |  |  | 0.997 m |  | 7 | 0
379919400 | TNB | DISTRIBUTION | KUALA SELANGOR | Existing | RYB | 230/400 V | Unknown |  | LV LINE |  | 7X_500_1C_CU_PVC/PVC |  |  |  | 0.933 m |  | 7 | 0
379919494 | TNB | DISTRIBUTION | KUALA SELANGOR | Existing | RYB | 230/400 V | Unknown |  | LV LINE |  | 7X_300_1C_AL_PVC/PVC |  |  |  | 0.726 m |  | 7 | 0
379919590 | TNB | DISTRIBUTION | KUALA SELANGOR | Existing | RYB | 230/400 V | Unknown |  | LV LINE |  | 7X_300_1C_AL_PVC/PVC |  |  |  | 0.646 m |  | 7 | 0
379919695 | TNB | DISTRIBUTION | KUALA SELANGOR | Existing | RYB | 230/400 V | Unknown |  | LV LINE |  | 7X_500_1C_CU_PVC/PVC |  |  |  | 0.060 m |  | 7 | 0
379919883 | TNB | DISTRIBUTION | KUALA SELANGOR | Existing | RYB | 230/400 V | Unknown |  | LV LINE |  | 7X_300_1C_AL_PVC/PVC |  |  |  | 0.934 m |  | 7 | 0
379919977 | TNB | DISTRIBUTION | KUALA SELANGOR | Existing | RYB | 230/400 V | Unknown |  | LV LINE |  | 7X_500_1C_CU_PVC/PVC |  |  |  | 0.942 m |  | 7 | 0
379920071 | TNB | DISTRIBUTION | KUALA SELANGOR | Existing | RYB | 230/400 V | NO | Class C | LV LINE |  | 4X_300_1C_AL_PVC/PVC |  |  |  | 0.853 m |  | 4 | 0
379920165 | TNB | DISTRIBUTION | KUALA SELANGOR | Existing | RYB | 230/400 V | Unknown |  | LV LINE |  | 7X_300_1C_AL_PVC/PVC |  |  |  | 0.060 m |  | 7 | 0
379993262 | TNB | DISTRIBUTION | KUALA SELANGOR | Existing | RYB | 230/400 V | Unknown |  | LV LINE |  | 7X_500_1C_CU_PVC/PVC |  |  |  | 0.227 m |  | 7 | 0
379993366 | TNB | DISTRIBUTION | KUALA SELANGOR | Existing | RYB | 230/400 V | Unknown |  | LV LINE |  | 7X_500_1C_CU_PVC/PVC |  |  |  | 0.263 m |  | 7 | 0
379993460 | TNB | DISTRIBUTION | KUALA SELANGOR | Existing | RYB | 230/400 V | Unknown |  | LV LINE |  | 7X_500_1C_CU_PVC/PVC |  |  |  | 0.291 m |  | 7 | 0
379993655 | TNB | DISTRIBUTION | KUALA SELANGOR | Existing | RYB | 230/400 V | Unknown |  | LV LINE |  | 7X_500_1C_CU_PVC/PVC |  |  |  | 0.212 m |  | 7 | 0
379993658 | TNB | DISTRIBUTION | KUALA SELANGOR | Existing | RYB | 230/400 V | Unknown |  | LV LINE |  | 7X_500_1C_CU_PVC/PVC |  |  |  | 0.210 m |  | 7 | 0
379993826 | TNB | DISTRIBUTION | KUALA SELANGOR | Existing | RYB | 230/400 V | Unknown |  | LV LINE |  | 7X_500_1C_CU_PVC/PVC |  |  |  | 0.248 m |  | 7 | 0
379993829 | TNB | DISTRIBUTION | KUALA SELANGOR | Existing | RYB | 230/400 V | Unknown |  | LV LINE |  | 7X_500_1C_CU_PVC/PVC |  |  |  | 0.256 m |  | 7 | 0
379993990 | TNB | DISTRIBUTION | KUALA SELANGOR | Existing | RYB | 230/400 V | Unknown |  | LV LINE |  | 7X_300_1C_AL_PVC/PVC |  |  |  | 0.290 m |  | 7 | 0
379994091 | TNB | DISTRIBUTION | KUALA SELANGOR | Existing | RYB | 230/400 V | Unknown |  | LV LINE |  | 7X_500_1C_CU_PVC/PVC |  |  |  | 0.304 m |  | 7 | 0
379994094 | TNB | DISTRIBUTION | KUALA SELANGOR | Existing | RYB | 230/400 V | Unknown |  | LV LINE |  | 7X_500_1C_CU_PVC/PVC |  |  |  | 0.304 m |  | 7 | 0
379994262 | TNB | DISTRIBUTION | KUALA SELANGOR | Existing | RYB | 230/400 V | Unknown |  | LV LINE |  | 7X_500_1C_CU_PVC/PVC |  |  |  | 0.199 m |  | 7 | 0
379994265 | TNB | DISTRIBUTION | KUALA SELANGOR | Existing | RYB | 230/400 V | Unknown |  | LV LINE |  | 7X_500_1C_CU_PVC/PVC |  |  |  | 0.208 m |  | 7 | 0
379994433 | TNB | DISTRIBUTION | KUALA SELANGOR | Existing | RYB | 230/400 V | Unknown |  | LV LINE |  | 7X_500_1C_CU_PVC/PVC |  |  |  | 0.223 m |  | 7 | 0
379994436 | TNB | DISTRIBUTION | KUALA SELANGOR | Existing | RYB | 230/400 V | Unknown |  | LV LINE |  | 7X_500_1C_CU_PVC/PVC |  |  |  | 0.196 m |  | 7 | 0
379994604 | TNB | DISTRIBUTION | KUALA SELANGOR | Existing | RYB | 230/400 V | Unknown |  | LV LINE |  | 7X_500_1C_CU_PVC/PVC |  |  |  | 0.240 m |  | 7 | 0
379994607 | TNB | DISTRIBUTION | KUALA SELANGOR | Existing | RYB | 230/400 V | Unknown |  | LV LINE |  | 7X_300_1C_AL_PVC/PVC |  |  |  | 0.244 m |  | 7 | 0
379994768 | TNB | DISTRIBUTION | KUALA SELANGOR | Existing | RYB | 230/400 V | Unknown |  | LV LINE |  | 7X_300_1C_AL_PVC/PVC |  |  |  | 0.206 m |  | 7 | 0
379994862 | TNB | DISTRIBUTION | KUALA SELANGOR | Existing | RYB | 230/400 V | Unknown |  | LV LINE |  | 7X_500_1C_CU_PVC/PVC |  |  |  | 0.254 m |  | 7 | 0
379994956 | TNB | DISTRIBUTION | KUALA SELANGOR | Existing | RYB | 230/400 V | Unknown |  | LV LINE |  | 7X_500_1C_CU_PVC/PVC |  |  |  | 0.241 m |  | 7 | 0
379995057 | TNB | DISTRIBUTION | KUALA SELANGOR | Existing | RYB | 230/400 V | Unknown |  | LV LINE |  | 7X_500_1C_CU_PVC/PVC |  |  |  | 0.244 m |  | 7 | 0
379995060 | TNB | DISTRIBUTION | KUALA SELANGOR | Existing | RYB | 230/400 V | Unknown |  | LV LINE |  | 7X_500_1C_CU_PVC/PVC |  |  |  | 0.230 m |  | 7 | 0
379995230 | TNB | DISTRIBUTION | KUALA SELANGOR | Existing | RYB | 230/400 V | Unknown |  | LV LINE |  | 7X_500_1C_CU_PVC/PVC |  |  |  | 0.248 m |  | 7 | 0
379995324 | TNB | DISTRIBUTION | KUALA SELANGOR | Existing | RYB | 230/400 V | Unknown |  | LV LINE |  | 7X_500_1C_CU_PVC/PVC |  |  |  | 0.205 m |  | 7 | 0
379995425 | TNB | DISTRIBUTION | KUALA SELANGOR | Existing | RYB | 230/400 V | Unknown |  | LV LINE |  | 7X_500_1C_CU_PVC/PVC |  |  |  | 0.241 m |  | 7 | 0
379995428 | TNB | DISTRIBUTION | KUALA SELANGOR | Existing | RYB | 230/400 V | Unknown |  | LV LINE |  | 7X_500_1C_CU_PVC/PVC |  |  |  | 0.218 m |  | 7 | 0
379995596 | TNB | DISTRIBUTION | KUALA SELANGOR | Existing | RYB | 230/400 V | Unknown |  | LV LINE |  | 7X_500_1C_CU_PVC/PVC |  |  |  | 0.230 m |  | 7 | 0
379995599 | TNB | DISTRIBUTION | KUALA SELANGOR | Existing | RYB | 230/400 V | Unknown |  | LV LINE |  | 7X_500_1C_CU_PVC/PVC |  |  |  | 0.240 m |  | 7 | 0
379995767 | TNB | DISTRIBUTION | KUALA SELANGOR | Existing | RYB | 230/400 V | Unknown |  | LV LINE |  | 7X_500_1C_CU_PVC/PVC |  |  |  | 0.230 m |  | 7 | 0
379995770 | TNB | DISTRIBUTION | KUALA SELANGOR | Existing | RYB | 230/400 V | Unknown |  | LV LINE |  | 7X_500_1C_CU_PVC/PVC |  |  |  | 0.214 m |  | 7 | 0
379995938 | TNB | DISTRIBUTION | KUALA SELANGOR | Existing | RYB | 230/400 V | Unknown |  | LV LINE |  | 7X_500_1C_CU_PVC/PVC |  |  |  | 0.320 m |  | 7 | 0
379995941 | TNB | DISTRIBUTION | KUALA SELANGOR | Existing | RYB | 230/400 V | Unknown |  | LV LINE |  | 7X_500_1C_CU_PVC/PVC |  |  |  | 0.301 m |  | 7 | 0
379996102 | TNB | DISTRIBUTION | KUALA SELANGOR | Existing | RYB | 230/400 V | Unknown |  | LV LINE |  | 7X_300_1C_AL_PVC/PVC |  |  |  | 0.233 m |  | 7 | 0
379996203 | TNB | DISTRIBUTION | KUALA SELANGOR | Existing | RYB | 230/400 V | Unknown |  | LV LINE |  | 7X_500_1C_CU_PVC/PVC |  |  |  | 0.235 m |  | 7 | 0
379996206 | TNB | DISTRIBUTION | KUALA SELANGOR | Existing | RYB | 230/400 V | Unknown |  | LV LINE |  | 7X_500_1C_CU_PVC/PVC |  |  |  | 0.237 m |  | 7 | 0
379996367 | TNB | DISTRIBUTION | KUALA SELANGOR | Existing | RYB | 230/400 V | Unknown |  | LV LINE |  | 7X_500_1C_CU_PVC/PVC |  |  |  | 0.238 m |  | 7 | 0
379996468 | TNB | DISTRIBUTION | KUALA SELANGOR | Existing | RYB | 230/400 V | Unknown |  | LV LINE |  | 7X_500_1C_CU_PVC/PVC |  |  |  | 0.255 m |  | 7 | 0
379996471 | TNB | DISTRIBUTION | KUALA SELANGOR | Existing | RYB | 230/400 V | Unknown |  | LV LINE |  | 7X_500_1C_CU_PVC/PVC |  |  |  | 0.254 m |  | 7 | 0
379996648 | TNB | DISTRIBUTION | KUALA SELANGOR | Existing | RYB | 230/400 V | Unknown |  | LV LINE |  | 7X_500_1C_CU_PVC/PVC |  |  |  | 0.214 m |  | 7 | 0
379996651 | TNB | DISTRIBUTION | KUALA SELANGOR | Existing | RYB | 230/400 V | Unknown |  | LV LINE |  | 7X_500_1C_CU_PVC/PVC |  |  |  | 0.209 m |  | 7 | 0
379996819 | TNB | DISTRIBUTION | KUALA SELANGOR | Existing | RYB | 230/400 V | Unknown |  | LV LINE |  | 7X_500_1C_CU_PVC/PVC |  |  |  | 0.210 m |  | 7 | 0
379996822 | TNB | DISTRIBUTION | KUALA SELANGOR | Existing | RYB | 230/400 V | Unknown |  | LV LINE |  | 7X_500_1C_CU_PVC/PVC |  |  |  | 0.224 m |  | 7 | 0
379996990 | TNB | DISTRIBUTION | KUALA SELANGOR | Existing | RYB | 230/400 V | Unknown |  | LV LINE |  | 7X_500_1C_CU_PVC/PVC |  |  |  | 0.234 m |  | 7 | 0
379996993 | TNB | DISTRIBUTION | KUALA SELANGOR | Existing | RYB | 230/400 V | Unknown |  | LV LINE |  | 7X_500_1C_CU_PVC/PVC |  |  |  | 0.214 m |  | 7 | 0
379997154 | TNB | DISTRIBUTION | KUALA SELANGOR | Existing | RYB | 230/400 V | Unknown |  | LV LINE |  | 7X_300_1C_AL_PVC/PVC |  |  |  | 0.190 m |  | 7 | 0
379997248 | TNB | DISTRIBUTION | KUALA SELANGOR | Existing | RYB | 230/400 V | Unknown |  | LV LINE |  | 7X_500_1C_CU_PVC/PVC |  |  |  | 0.225 m |  | 7 | 0
379997342 | TNB | DISTRIBUTION | KUALA SELANGOR | Existing | RYB | 230/400 V | Unknown |  | LV LINE |  | 7X_300_1C_AL_PVC/PVC |  |  |  | 0.211 m |  | 7 | 0
379997436 | TNB | DISTRIBUTION | KUALA SELANGOR | Existing | RYB | 230/400 V | Unknown |  | LV LINE |  | 7X_300_1C_AL_PVC/PVC |  |  |  | 0.197 m |  | 7 | 0
379997638 | TNB | DISTRIBUTION | KUALA SELANGOR | Existing | RYB | 230/400 V | Unknown |  | LV LINE |  | 7X_500_1C_CU_PVC/PVC |  |  |  | 0.277 m |  | 7 | 0
380041074 | TNB | DISTRIBUTION | KUALA SELANGOR | Existing | RYB | 230/400 V | Unknown |  | LV LINE |  | 7X_300_1C_AL_PVC/PVC |  |  |  | 0.368 m |  | 7 | 0
380041219 | TNB | DISTRIBUTION | KUALA SELANGOR | Existing | RYB | 230/400 V | Unknown |  | LV LINE |  | 7X_300_1C_AL_PVC/PVC |  |  |  | 0.946 m |  | 7 | 0
380041349 | TNB | DISTRIBUTION | KUALA SELANGOR | Existing | RYB | 230/400 V | Unknown |  | LV LINE |  | 7X_300_1C_AL_PVC/PVC |  |  |  | 0.828 m |  | 7 | 0
380041727 | TNB | DISTRIBUTION | KUALA SELANGOR | Existing | RYB | 230/400 V |  |  | SERVICE LINE |  | 7X_300_1C_AL_PVC/PVC |  |  |  | 1.643 m |  | 7 | 0
380042080 | TNB | DISTRIBUTION | KUALA SELANGOR | Existing | RYB | 230/400 V | Unknown |  | LV LINE |  | 7X_300_1C_AL_PVC/PVC |  |  |  | 0.698 m |  | 7 | 0
380042543 | TNB | DISTRIBUTION | KUALA SELANGOR | Existing | RYB | 230/400 V | Unknown |  | LV LINE |  | 7X_500_1C_CU_PVC/PVC |  |  |  | 1.565 m |  | 7 | 0
380043256 | TNB | DISTRIBUTION | KUALA SELANGOR | Existing | RYB | 230/400 V | Unknown |  | LV LINE |  | 7X_300_1C_AL_PVC/PVC |  |  |  | 0.432 m |  | 7 | 0
380043259 | TNB | DISTRIBUTION | KUALA SELANGOR | Existing | RYB | 230/400 V | Unknown |  | LV LINE |  | 7X_500_1C_CU_PVC/PVC |  |  |  | 0.439 m |  | 7 | 0
380043420 | TNB | DISTRIBUTION | KUALA SELANGOR | Existing | RYB | 230/400 V | Unknown |  | LV LINE |  | 7X_300_1C_AL_PVC/PVC |  |  |  | 0.909 m |  | 7 | 0
380043632 | TNB | DISTRIBUTION | KUALA SELANGOR | Existing | RYB | 230/400 V | Unknown |  | LV LINE |  | 7X_300_1C_AL_PVC/PVC |  |  |  | 0.281 m |  | 7 | 0
380043762 | TNB | DISTRIBUTION | KUALA SELANGOR | Existing | RYB | 230/400 V | Unknown |  | LV LINE |  | 7X_500_1C_CU_PVC/PVC |  |  |  | 0.268 m |  | 7 | 0
380043876 | TNB | DISTRIBUTION | KUALA SELANGOR | Existing | RYB | 230/400 V | Unknown |  | LV LINE |  | 7X_300_1C_AL_PVC/PVC |  |  |  | 0.228 m |  | 7 | 0
380043992 | TNB | DISTRIBUTION | KUALA SELANGOR | Existing | RYB | 230/400 V | Unknown |  | LV LINE |  | 7X_300_1C_AL_PVC/PVC |  |  |  | 0.253 m |  | 7 | 0
380044108 | TNB | DISTRIBUTION | KUALA SELANGOR | Existing | RYB | 230/400 V | Unknown |  | LV LINE |  | 7X_500_1C_CU_PVC/PVC |  |  |  | 0.276 m |  | 7 | 0
380044222 | TNB | DISTRIBUTION | KUALA SELANGOR | Existing | RYB | 230/400 V | Unknown |  | LV LINE |  | 7X_500_1C_CU_PVC/PVC |  |  |  | 0.224 m |  | 7 | 0
380044452 | TNB | DISTRIBUTION | KUALA SELANGOR | Existing | RYB | 230/400 V | Unknown |  | LV LINE |  | 7X_300_1C_AL_PVC/PVC |  |  |  | 60.142 m |  | 7 | 0
380079171 | TNB | DISTRIBUTION | KUALA SELANGOR | Existing | RYB | 230/400 V | Unknown |  | LV LINE |  | 7X_500_1C_CU_PVC/PVC |  |  |  | 0.060 m |  | 7 | 0
380079174 | TNB | DISTRIBUTION | KUALA SELANGOR | Existing | RYB | 230/400 V | Unknown |  | LV LINE |  | 7X_300_1C_AL_PVC/PVC |  |  |  | 0.060 m |  | 7 | 0
380079512 | TNB | DISTRIBUTION | KUALA SELANGOR | Existing | RYB | 230/400 V | Unknown |  | LV LINE |  | 7X_500_1C_CU_PVC/PVC |  |  |  | 0.310 m |  | 7 | 0
380079617 | TNB | DISTRIBUTION | KUALA SELANGOR | Existing | RYB | 230/400 V | Unknown |  | LV LINE |  | 7X_500_1C_CU_PVC/PVC |  |  |  | 0.449 m |  | 7 | 0
380079620 | TNB | DISTRIBUTION | KUALA SELANGOR | Existing | RYB | 230/400 V | Unknown |  | LV LINE |  | 7X_500_1C_CU_PVC/PVC |  |  |  | 0.446 m |  | 7 | 0
380079879 | TNB | DISTRIBUTION | KUALA SELANGOR | Existing | RYB | 230/400 V | Unknown |  | LV LINE |  | 7X_300_1C_AL_PVC/PVC |  |  |  | 0.449 m |  | 7 | 0
380079975 | TNB | DISTRIBUTION | KUALA SELANGOR | Existing | RYB | 230/400 V | Unknown |  | LV LINE |  | 7X_300_1C_AL_PVC/PVC |  |  |  | 0.470 m |  | 7 | 0
380080071 | TNB | DISTRIBUTION | KUALA SELANGOR | Existing | RYB | 230/400 V | Unknown |  | LV LINE |  | 7X_500_1C_CU_PVC/PVC |  |  |  | 0.448 m |  | 7 | 0
380080167 | TNB | DISTRIBUTION | KUALA SELANGOR | Existing | RYB | 230/400 V | Unknown |  | LV LINE |  | 7X_500_1C_CU_PVC/PVC |  |  |  | 0.522 m |  | 7 | 0
380080315 | TNB | DISTRIBUTION | KUALA SELANGOR | Existing | RYB | 230/400 V | Unknown |  | LV LINE |  | 7X_500_1C_CU_PVC/PVC |  |  |  | 0.554 m |  | 7 | 0
380080418 | TNB | DISTRIBUTION | KUALA SELANGOR | Existing | RYB | 230/400 V | Unknown |  | LV LINE |  | 7X_500_1C_CU_PVC/PVC |  |  |  | 0.781 m |  | 7 | 0
380080512 | TNB | DISTRIBUTION | KUALA SELANGOR | Existing | RYB | 230/400 V | Unknown |  | LV LINE |  | 7X_300_1C_AL_PVC/PVC |  |  |  | 0.773 m |  | 7 | 0
380080615 | TNB | DISTRIBUTION | KUALA SELANGOR | Existing | RYB | 230/400 V | Unknown |  | LV LINE |  | 7X_500_1C_CU_PVC/PVC |  |  |  | 1.046 m |  | 7 | 0
380080709 | TNB | DISTRIBUTION | KUALA SELANGOR | Existing | RYB | 230/400 V | Unknown |  | LV LINE |  | 7X_300_1C_AL_PVC/PVC |  |  |  | 0.874 m |  | 7 | 0
380080814 | TNB | DISTRIBUTION | KUALA SELANGOR | Existing | RYB | 230/400 V | Unknown |  | LV LINE |  | 7X_500_1C_CU_PVC/PVC |  |  |  | 0.641 m |  | 7 | 0
380080817 | TNB | DISTRIBUTION | KUALA SELANGOR | Existing | RYB | 230/400 V | Unknown |  | LV LINE |  | 7X_500_1C_CU_PVC/PVC |  |  |  | 0.638 m |  | 7 | 0
380081015 | TNB | DISTRIBUTION | KUALA SELANGOR | Existing | RYB | 230/400 V | Unknown |  | LV LINE |  | 7X_500_1C_CU_PVC/PVC |  |  |  | 0.747 m |  | 7 | 0
380081018 | TNB | DISTRIBUTION | KUALA SELANGOR | Existing | RYB | 230/400 V | Unknown |  | LV LINE |  | 7X_500_1C_CU_PVC/PVC |  |  |  | 0.779 m |  | 7 | 0
380081179 | TNB | DISTRIBUTION | KUALA SELANGOR | Existing | RYB | 230/400 V | Unknown |  | LV LINE |  | 7X_500_1C_CU_PVC/PVC |  |  |  | 0.685 m |  | 7 | 0
380081317 | TNB | DISTRIBUTION | KUALA SELANGOR | Existing | RYB | 230/400 V | Unknown |  | LV LINE |  | 7X_500_1C_CU_PVC/PVC |  |  |  | 0.695 m |  | 7 | 0
380081320 | TNB | DISTRIBUTION | KUALA SELANGOR | Existing | RYB | 230/400 V | Unknown |  | LV LINE |  | 7X_500_1C_CU_PVC/PVC |  |  |  | 0.695 m |  | 7 | 0
380081659 | TNB | DISTRIBUTION | KUALA SELANGOR | Existing | RYB | 230/400 V | Unknown |  | LV LINE |  | 7X_300_1C_AL_PVC/PVC |  |  |  | 0.781 m |  | 7 | 0
380081662 | TNB | DISTRIBUTION | KUALA SELANGOR | Existing | RYB | 230/400 V | Unknown |  | LV LINE |  | 7X_500_1C_CU_PVC/PVC |  |  |  | 0.841 m |  | 7 | 0
380081830 | TNB | DISTRIBUTION | KUALA SELANGOR | Existing | RYB | 230/400 V | Unknown |  | LV LINE |  | 7X_500_1C_CU_PVC/PVC |  |  |  | 0.521 m |  | 7 | 0
380081833 | TNB | DISTRIBUTION | KUALA SELANGOR | Existing | RYB | 230/400 V | Unknown |  | LV LINE |  | 7X_500_1C_CU_PVC/PVC |  |  |  | 0.522 m |  | 7 | 0
380081994 | TNB | DISTRIBUTION | KUALA SELANGOR | Existing | RYB | 230/400 V | Unknown |  | LV LINE |  | 7X_300_1C_AL_PVC/PVC |  |  |  | 0.771 m |  | 7 | 0
380082116 | TNB | DISTRIBUTION | KUALA SELANGOR | Existing | RYB | 230/400 V | Unknown |  | LV LINE |  | 7X_500_1C_CU_PVC/PVC |  |  |  | 0.558 m |  | 7 | 0
380082210 | TNB | DISTRIBUTION | KUALA SELANGOR | Existing | RYB | 230/400 V | Unknown |  | LV LINE |  | 7X_500_1C_CU_PVC/PVC |  |  |  | 0.975 m |  | 7 | 0
380082304 | TNB | DISTRIBUTION | KUALA SELANGOR | Existing | RYB | 230/400 V | Unknown |  | LV LINE |  | 7X_500_1C_CU_PVC/PVC |  |  |  | 0.911 m |  | 7 | 0
380082426 | TNB | DISTRIBUTION | KUALA SELANGOR | Existing | RYB | 230/400 V | Unknown |  | LV LINE |  | 7X_300_1C_AL_PVC/PVC |  |  |  | 0.933 m |  | 7 | 0
380083480 | TNB | DISTRIBUTION | KUALA SELANGOR | Existing | RYB | 230/400 V | Unknown |  | LV LINE |  | 7X_500_1C_CU_PVC/PVC |  |  |  | 0.060 m |  | 7 | 0
380083784 | TNB | DISTRIBUTION | KUALA SELANGOR | Existing | RYB | 230/400 V | Unknown |  | LV LINE |  | 7X_500_1C_CU_PVC/PVC |  |  |  | 0.060 m |  | 7 | 0
380083958 | TNB | DISTRIBUTION | KUALA SELANGOR | Existing | RYB | 230/400 V | Unknown |  | LV LINE |  | 7X_500_1C_CU_PVC/PVC |  |  |  | 0.060 m |  | 7 | 0
380084140 | TNB | DISTRIBUTION | KUALA SELANGOR | Existing | RYB | 230/400 V | Unknown |  | LV LINE |  | 7X_500_1C_CU_PVC/PVC |  |  |  | 0.060 m |  | 7 | 0
380084239 | TNB | DISTRIBUTION | KUALA SELANGOR | Existing | RYB | 230/400 V | Unknown |  | LV LINE |  | 7X_500_1C_CU_PVC/PVC |  |  |  | 0.060 m |  | 7 | 0
380084343 | TNB | DISTRIBUTION | KUALA SELANGOR | Existing | RYB | 230/400 V | NO | Class C | LV LINE |  | 7X_300_1C_AL_PVC/PVC |  |  |  | 0.060 m |  | 7 | 0
380084488 | TNB | DISTRIBUTION | KUALA SELANGOR | Existing | RYB | 230/400 V | NO | Class C | LV LINE |  | 7X_500_1C_CU_PVC/PVC |  |  |  | 0.060 m |  | 7 | 0
380084491 | TNB | DISTRIBUTION | KUALA SELANGOR | Existing | RYB | 230/400 V | NO | Class C | LV LINE |  | 7X_300_1C_AL_PVC/PVC |  |  |  | 0.060 m |  | 7 | 0
380084704 | TNB | DISTRIBUTION | KUALA SELANGOR | Existing | RYB | 230/400 V | NO | Class C | LV LINE |  | 7X_300_1C_AL_PVC/PVC |  |  |  | 0.062 m |  | 7 | 0
380084999 | TNB | DISTRIBUTION | KUALA SELANGOR | Existing | RYB | 230/400 V | NO | Class C | LV LINE |  | 7X_300_1C_AL_PVC/PVC |  |  |  | 0.061 m |  | 7 | 0
380085038 | TNB | DISTRIBUTION | KUALA SELANGOR | Existing | RYB | 230/400 V | NO | Class C | LV LINE |  | 7X_500_1C_CU_PVC/PVC |  |  |  | 0.060 m |  | 7 | 0
380085181 | TNB | DISTRIBUTION | KUALA SELANGOR | Existing | RYB | 230/400 V | NO | Class C | LV LINE |  | 7X_300_1C_AL_PVC/PVC |  |  |  | 0.060 m |  | 7 | 0
380085296 | TNB | DISTRIBUTION | KUALA SELANGOR | Existing | RYB | 230/400 V | NO | Class C | LV LINE |  | 7X_300_1C_AL_PVC/PVC |  |  |  | 0.060 m |  | 7 | 0
380085594 | TNB | DISTRIBUTION | KUALA SELANGOR | Existing | RYB | 230/400 V | Unknown |  | LV LINE |  | 7X_500_1C_CU_PVC/PVC |  |  |  | 0.060 m |  | 7 | 0
380085719 | TNB | DISTRIBUTION | KUALA SELANGOR | Existing | RYB | 230/400 V | Unknown |  | LV LINE |  | 7X_500_1C_CU_PVC/PVC |  |  |  | 0.060 m |  | 7 | 0
380085722 | TNB | DISTRIBUTION | KUALA SELANGOR | Existing | RYB | 230/400 V | Unknown |  | LV LINE |  | 7X_500_1C_CU_PVC/PVC |  |  |  | 0.060 m |  | 7 | 0
380085929 | TNB | DISTRIBUTION | KUALA SELANGOR | Existing | RYB | 230/400 V | Unknown |  | LV LINE |  | 7X_300_1C_AL_PVC/PVC |  |  |  | 0.060 m |  | 7 | 0
380086048 | TNB | DISTRIBUTION | KUALA SELANGOR | Existing | RYB | 230/400 V | Unknown |  | LV LINE |  | 7X_300_1C_AL_PVC/PVC |  |  |  | 0.060 m |  | 7 | 0
380086167 | TNB | DISTRIBUTION | KUALA SELANGOR | Existing | RYB | 230/400 V | Unknown |  | LV LINE |  | 7X_500_1C_CU_PVC/PVC |  |  |  | 0.060 m |  | 7 | 0
380086408 | TNB | DISTRIBUTION | KUALA SELANGOR | Existing | RYB | 230/400 V | Unknown |  | LV LINE |  | 7X_300_1C_AL_PVC/PVC |  |  |  | 0.060 m |  | 7 | 0
380086528 | TNB | DISTRIBUTION | KUALA SELANGOR | Existing | RYB | 230/400 V | Unknown |  | LV LINE |  | 7X_300_1C_AL_PVC/PVC |  |  |  | 0.060 m |  | 7 | 0
380086766 | TNB | DISTRIBUTION | KUALA SELANGOR | Existing | RYB | 230/400 V | Unknown |  | LV LINE |  | 7X_500_1C_CU_PVC/PVC |  |  |  | 0.648 m |  | 7 | 0
380086769 | TNB | DISTRIBUTION | KUALA SELANGOR | Existing | RYB | 230/400 V | Unknown |  | LV LINE |  | 7X_500_1C_CU_PVC/PVC |  |  |  | 0.635 m |  | 7 | 0
380086977 | TNB | DISTRIBUTION | KUALA SELANGOR | Existing | RYB | 230/400 V | Unknown |  | LV LINE |  | 7X_500_1C_CU_PVC/PVC |  |  |  | 0.301 m |  | 7 | 0
380086980 | TNB | DISTRIBUTION | KUALA SELANGOR | Existing | RYB | 230/400 V | Unknown |  | LV LINE |  | 7X_500_1C_CU_PVC/PVC |  |  |  | 0.320 m |  | 7 | 0
380092084 | TNB | DISTRIBUTION | KUALA SELANGOR | Existing | RYB | 230/400 V | Unknown |  | LV LINE |  | 7X_500_1C_CU_PVC/PVC |  |  |  | 0.470 m |  | 7 | 0
380092087 | TNB | DISTRIBUTION | KUALA SELANGOR | Existing | RYB | 230/400 V | Unknown |  | LV LINE |  | 7X_500_1C_CU_PVC/PVC |  |  |  | 0.487 m |  | 7 | 0
380092370 | TNB | DISTRIBUTION | KUALA SELANGOR | Existing | RYB | 230/400 V | Unknown |  | LV LINE |  | 7X_500_1C_CU_PVC/PVC |  |  |  | 0.212 m |  | 7 | 0
380092689 | TNB | DISTRIBUTION | KUALA SELANGOR | Existing | RYB | 230/400 V | Unknown |  | LV LINE |  | 7X_500_1C_CU_PVC/PVC |  |  |  | 0.379 m |  | 7 | 0
380092783 | TNB | DISTRIBUTION | KUALA SELANGOR | Existing | RYB | 230/400 V | Unknown |  | LV LINE |  | 7X_300_1C_AL_PVC/PVC |  |  |  | 0.253 m |  | 7 | 0
380092877 | TNB | DISTRIBUTION | KUALA SELANGOR | Existing | RYB | 230/400 V | Unknown |  | LV LINE |  | 7X_500_1C_CU_PVC/PVC |  |  |  | 0.275 m |  | 7 | 0
380093688 | TNB | DISTRIBUTION | KUALA SELANGOR | Existing | RYB | 230/400 V | Unknown |  | LV LINE |  | 7X_500_1C_CU_PVC/PVC |  |  |  | 0.205 m |  | 7 | 0
380100591 | TNB | DISTRIBUTION | KUALA SELANGOR | Existing | RYB | 230/400 V | Unknown |  | LV LINE |  | 4X_300_1C_AL_PVC/PVC |  |  |  | 0.324 m |  | 4 | 0
380100694 | TNB | DISTRIBUTION | KUALA SELANGOR | Existing | RYB | 230/400 V | Unknown |  | LV LINE |  | 7X_300_1C_AL_PVC/PVC |  |  |  | 0.280 m |  | 7 | 0
380100790 | TNB | DISTRIBUTION | KUALA SELANGOR | Existing | RYB | 230/400 V | Unknown |  | LV LINE |  | 7X_300_1C_AL_PVC/PVC |  |  |  | 0.288 m |  | 7 | 0
380100884 | TNB | DISTRIBUTION | KUALA SELANGOR | Existing | RYB | 230/400 V | Unknown |  | LV LINE |  | 7X_500_1C_CU_PVC/PVC |  |  |  | 0.247 m |  | 7 | 0
380101072 | TNB | DISTRIBUTION | KUALA SELANGOR | Existing | RYB | 230/400 V | Unknown |  | LV LINE |  | 7X_300_1C_AL_PVC/PVC |  |  |  | 0.266 m |  | 7 | 0
380101168 | TNB | DISTRIBUTION | KUALA SELANGOR | Existing | RYB | 230/400 V | Unknown |  | LV LINE |  | 7X_500_1C_CU_PVC/PVC |  |  |  | 0.321 m |  | 7 | 0
380101286 | TNB | DISTRIBUTION | KUALA SELANGOR | Existing | RYB | 230/400 V | Unknown |  | LV LINE |  | 7X_300_1C_AL_PVC/PVC |  |  |  | 0.226 m |  | 7 | 0
380101484 | TNB | DISTRIBUTION | KUALA SELANGOR | Existing | RYB | 230/400 V | Unknown |  | LV LINE |  | 7X_300_1C_AL_PVC/PVC |  |  |  | 0.238 m |  | 7 | 0
380101585 | TNB | DISTRIBUTION | KUALA SELANGOR | Existing | RYB | 230/400 V | Unknown |  | LV LINE |  | 7X_500_1C_CU_PVC/PVC |  |  |  | 0.268 m |  | 7 | 0
380101588 | TNB | DISTRIBUTION | KUALA SELANGOR | Existing | RYB | 230/400 V | Unknown |  | LV LINE |  | 7X_500_1C_CU_PVC/PVC |  |  |  | 0.262 m |  | 7 | 0
380101756 | TNB | DISTRIBUTION | KUALA SELANGOR | Existing | RYB | 230/400 V | Unknown |  | LV LINE |  | 7X_500_1C_CU_PVC/PVC |  |  |  | 0.284 m |  | 7 | 0
380101759 | TNB | DISTRIBUTION | KUALA SELANGOR | Existing | RYB | 230/400 V | Unknown |  | LV LINE |  | 7X_500_1C_CU_PVC/PVC |  |  |  | 0.267 m |  | 7 | 0
380101931 | TNB | DISTRIBUTION | KUALA SELANGOR | Existing | RYB | 230/400 V | Unknown |  | LV LINE |  | 7X_300_1C_AL_PVC/PVC |  |  |  | 0.224 m |  | 7 | 0
380102025 | TNB | DISTRIBUTION | KUALA SELANGOR | Existing | RYB | 230/400 V | Unknown |  | LV LINE |  | 7X_300_1C_AL_PVC/PVC |  |  |  | 0.222 m |  | 7 | 0
380102119 | TNB | DISTRIBUTION | KUALA SELANGOR | Existing | RYB | 230/400 V | Unknown |  | LV LINE |  | 7X_500_1C_CU_PVC/PVC |  |  |  | 0.297 m |  | 7 | 0
380102213 | TNB | DISTRIBUTION | KUALA SELANGOR | Existing | RYB | 230/400 V | Unknown |  | LV LINE |  | 7X_500_1C_CU_PVC/PVC |  |  |  | 0.254 m |  | 7 | 0
380102385 | TNB | DISTRIBUTION | KUALA SELANGOR | Existing | RYB | 230/400 V | Unknown |  | LV LINE |  | 7X_300_1C_AL_PVC/PVC |  |  |  | 0.272 m |  | 7 | 0
380102487 | TNB | DISTRIBUTION | KUALA SELANGOR | Existing | RYB | 230/400 V | Unknown |  | LV LINE |  | 7X_500_1C_CU_PVC/PVC |  |  |  | 0.242 m |  | 7 | 0
380102490 | TNB | DISTRIBUTION | KUALA SELANGOR | Existing | RYB | 230/400 V | Unknown |  | LV LINE |  | 7X_500_1C_CU_PVC/PVC |  |  |  | 0.237 m |  | 7 | 0
380102851 | TNB | DISTRIBUTION | KUALA SELANGOR | Existing | RYB | 230/400 V | Unknown |  | LV LINE |  | 7X_300_1C_AL_PVC/PVC |  |  |  | 0.244 m |  | 7 | 0
380102854 | TNB | DISTRIBUTION | KUALA SELANGOR | Existing | RYB | 230/400 V | Unknown |  | LV LINE |  | 7X_300_1C_AL_PVC/PVC |  |  |  | 0.258 m |  | 7 | 0
380103022 | TNB | DISTRIBUTION | KUALA SELANGOR | Existing | RYB | 230/400 V | Unknown |  | LV LINE |  | 7X_300_1C_AL_PVC/PVC |  |  |  | 0.270 m |  | 7 | 0
380103025 | TNB | DISTRIBUTION | KUALA SELANGOR | Existing | RYB | 230/400 V | Unknown |  | LV LINE |  | 7X_500_1C_CU_PVC/PVC |  |  |  | 0.318 m |  | 7 | 0
380103186 | TNB | DISTRIBUTION | KUALA SELANGOR | Existing | RYB | 230/400 V | Unknown |  | LV LINE |  | 7X_300_1C_AL_PVC/PVC |  |  |  | 0.228 m |  | 7 | 0
380103282 | TNB | DISTRIBUTION | KUALA SELANGOR | Existing | RYB | 230/400 V | Unknown |  | LV LINE |  | 7X_500_1C_CU_PVC/PVC |  |  |  | 0.250 m |  | 7 | 0
380103378 | TNB | DISTRIBUTION | KUALA SELANGOR | Existing | RYB | 230/400 V | Unknown |  | LV LINE |  | 7X_300_1C_AL_PVC/PVC |  |  |  | 0.271 m |  | 7 | 0
380103482 | TNB | DISTRIBUTION | KUALA SELANGOR | Existing | RYB | 230/400 V | Unknown |  | LV LINE |  | 7X_300_1C_AL_PVC/PVC |  |  |  | 0.247 m |  | 7 | 0
380103576 | TNB | DISTRIBUTION | KUALA SELANGOR | Existing | RYB | 230/400 V | Unknown |  | LV LINE |  | 7X_300_1C_AL_PVC/PVC |  |  |  | 0.261 m |  | 7 | 0
380103686 | TNB | DISTRIBUTION | KUALA SELANGOR | Existing | RYB | 230/400 V | Unknown |  | LV LINE |  | 7X_300_1C_AL_PVC/PVC |  |  |  | 0.266 m |  | 7 | 0
380103978 | TNB | DISTRIBUTION | KUALA SELANGOR | Existing | RYB | 230/400 V | Unknown |  | LV LINE |  | 7X_500_1C_CU_PVC/PVC |  |  |  | 0.270 m |  | 7 | 0
380104078 | TNB | DISTRIBUTION | KUALA SELANGOR | Existing | RYB | 230/400 V | Unknown |  | LV LINE |  | 4X_300_1C_AL_PVC/PVC |  |  |  | 0.219 m |  | 4 | 0
380104880 | TNB | DISTRIBUTION | KUALA SELANGOR | Existing | RYB | 230/400 V | Unknown |  | LV LINE |  | 7X_300_1C_AL_PVC/PVC |  |  |  | 0.230 m |  | 7 | 0
380104984 | TNB | DISTRIBUTION | KUALA SELANGOR | Existing | RYB | 230/400 V | Unknown |  | LV LINE |  | 7X_500_1C_CU_PVC/PVC |  |  |  | 0.282 m |  | 7 | 0
380105078 | TNB | DISTRIBUTION | KUALA SELANGOR | Existing | RYB | 230/400 V | Unknown |  | LV LINE |  | 7X_300_1C_AL_PVC/PVC |  |  |  | 0.192 m |  | 7 | 0
380105218 | TNB | DISTRIBUTION | KUALA SELANGOR | Existing | RYB | 230/400 V | Unknown |  | LV LINE |  | 7X_300_1C_AL_PVC/PVC |  |  |  | 0.208 m |  | 7 | 0
380105319 | TNB | DISTRIBUTION | KUALA SELANGOR | Existing | RYB | 230/400 V | NO | Class C | LV LINE |  | 7X_500_1C_CU_PVC/PVC |  |  |  | 0.275 m |  | 7 | 0
380105322 | TNB | DISTRIBUTION | KUALA SELANGOR | Existing | RYB | 230/400 V | NO | Class C | LV LINE |  | 7X_300_1C_AL_PVC/PVC |  |  |  | 0.276 m |  | 7 | 0
380105490 | TNB | DISTRIBUTION | KUALA SELANGOR | Existing | RYB | 230/400 V | NO | Class C | LV LINE |  | 7X_300_1C_AL_PVC/PVC |  |  |  | 0.243 m |  | 7 | 0
380105493 | TNB | DISTRIBUTION | KUALA SELANGOR | Existing | RYB | 230/400 V | NO | Class C | LV LINE |  | 7X_500_1C_CU_PVC/PVC |  |  |  | 0.237 m |  | 7 | 0
380105654 | TNB | DISTRIBUTION | KUALA SELANGOR | Existing | RYB | 230/400 V | NO | Class C | LV LINE |  | 7X_300_1C_AL_PVC/PVC |  |  |  | 0.213 m |  | 7 | 0
380105748 | TNB | DISTRIBUTION | KUALA SELANGOR | Existing | RYB | 230/400 V | NO | Class C | LV LINE |  | 7X_300_1C_AL_PVC/PVC |  |  |  | 0.245 m |  | 7 | 0
380105842 | TNB | DISTRIBUTION | KUALA SELANGOR | Existing | RYB | 230/400 V | NO | Class C | LV LINE |  | 7X_500_1C_CU_PVC/PVC |  |  |  | 0.205 m |  | 7 | 0
380105936 | TNB | DISTRIBUTION | KUALA SELANGOR | Existing | RYB | 230/400 V | NO | Class C | LV LINE |  | 7X_500_1C_CU_PVC/PVC |  |  |  | 0.238 m |  | 7 | 0
380106037 | TNB | DISTRIBUTION | KUALA SELANGOR | Existing | RYB | 230/400 V | Unknown |  | LV LINE |  | 7X_500_1C_CU_PVC/PVC |  |  |  | 0.237 m |  | 7 | 0
380106040 | TNB | DISTRIBUTION | KUALA SELANGOR | Existing | RYB | 230/400 V | Unknown |  | LV LINE |  | 7X_500_1C_CU_PVC/PVC |  |  |  | 0.239 m |  | 7 | 0
380106208 | TNB | DISTRIBUTION | KUALA SELANGOR | Existing | RYB | 230/400 V | Unknown |  | LV LINE |  | 7X_500_1C_CU_PVC/PVC |  |  |  | 0.201 m |  | 7 | 0
380106211 | TNB | DISTRIBUTION | KUALA SELANGOR | Existing | RYB | 230/400 V | Unknown |  | LV LINE |  | 7X_500_1C_CU_PVC/PVC |  |  |  | 0.231 m |  | 7 | 0
380106379 | TNB | DISTRIBUTION | KUALA SELANGOR | Existing | RYB | 230/400 V | Unknown |  | LV LINE |  | 7X_500_1C_CU_PVC/PVC |  |  |  | 0.253 m |  | 7 | 0
380106382 | TNB | DISTRIBUTION | KUALA SELANGOR | Existing | RYB | 230/400 V | Unknown |  | LV LINE |  | 7X_500_1C_CU_PVC/PVC |  |  |  | 0.261 m |  | 7 | 0
380106550 | TNB | DISTRIBUTION | KUALA SELANGOR | Existing | RYB | 230/400 V | Unknown |  | LV LINE |  | 7X_500_1C_CU_PVC/PVC |  |  |  | 0.214 m |  | 7 | 0
380106553 | TNB | DISTRIBUTION | KUALA SELANGOR | Existing | RYB | 230/400 V | Unknown |  | LV LINE |  | 7X_500_1C_CU_PVC/PVC |  |  |  | 0.207 m |  | 7 | 0
380106721 | TNB | DISTRIBUTION | KUALA SELANGOR | Existing | RYB | 230/400 V | NO | Class C | LV LINE |  | 7X_500_1C_CU_PVC/PVC |  |  |  | 0.234 m |  | 7 | 0
380106724 | TNB | DISTRIBUTION | KUALA SELANGOR | Existing | RYB | 230/400 V | NO | Class C | LV LINE |  | 7X_500_1C_CU_PVC/PVC |  |  |  | 0.218 m |  | 7 | 0
380106892 | TNB | DISTRIBUTION | KUALA SELANGOR | Existing | RYB | 230/400 V | NO | Class C | LV LINE |  | 7X_500_1C_CU_PVC/PVC |  |  |  | 0.185 m |  | 7 | 0
380106895 | TNB | DISTRIBUTION | KUALA SELANGOR | Existing | RYB | 230/400 V | NO | Class C | LV LINE |  | 7X_500_1C_CU_PVC/PVC |  |  |  | 0.201 m |  | 7 | 0
380107056 | TNB | DISTRIBUTION | KUALA SELANGOR | Existing | RYB | 230/400 V | NO | Class C | LV LINE |  | 7X_300_1C_AL_PVC/PVC |  |  |  | 0.190 m |  | 7 | 0
380107150 | TNB | DISTRIBUTION | KUALA SELANGOR | Existing | RYB | 230/400 V | NO | Class C | LV LINE |  | 7X_500_1C_CU_PVC/PVC |  |  |  | 0.183 m |  | 7 | 0
380107251 | TNB | DISTRIBUTION | KUALA SELANGOR | Existing | RYB | 230/400 V | NO | Class C | LV LINE |  | 7X_500_1C_CU_PVC/PVC |  |  |  | 0.236 m |  | 7 | 0
380107254 | TNB | DISTRIBUTION | KUALA SELANGOR | Existing | RYB | 230/400 V | NO | Class C | LV LINE |  | 7X_500_1C_CU_PVC/PVC |  |  |  | 0.226 m |  | 7 | 0
380107424 | TNB | DISTRIBUTION | KUALA SELANGOR | Existing | RYB | 230/400 V | Unknown |  | LV LINE |  | 7X_500_1C_CU_PVC/PVC |  |  |  | 0.218 m |  | 7 | 0
380107525 | TNB | DISTRIBUTION | KUALA SELANGOR | Existing | RYB | 230/400 V | Unknown |  | LV LINE |  | 7X_500_1C_CU_PVC/PVC |  |  |  | 0.208 m |  | 7 | 0
380107528 | TNB | DISTRIBUTION | KUALA SELANGOR | Existing | RYB | 230/400 V | Unknown |  | LV LINE |  | 7X_500_1C_CU_PVC/PVC |  |  |  | 0.208 m |  | 7 | 0
380107689 | TNB | DISTRIBUTION | KUALA SELANGOR | Existing | RYB | 230/400 V | Unknown |  | LV LINE |  | 7X_500_1C_CU_PVC/PVC |  |  |  | 0.248 m |  | 7 | 0
380107783 | TNB | DISTRIBUTION | KUALA SELANGOR | Existing | RYB | 230/400 V | Unknown |  | LV LINE |  | 7X_500_1C_CU_PVC/PVC |  |  |  | 0.263 m |  | 7 | 0
380107912 | TNB | DISTRIBUTION | KUALA SELANGOR | Existing | RYB | 230/400 V | Unknown |  | LV LINE |  | 7X_500_1C_CU_PVC/PVC |  |  |  | 0.182 m |  | 7 | 0
380108194 | TNB | DISTRIBUTION | KUALA SELANGOR | Existing | RYB | 230/400 V | Unknown |  | LV LINE |  | 7X_300_1C_AL_PVC/PVC |  |  |  | 0.188 m |  | 7 | 0
380108288 | TNB | DISTRIBUTION | KUALA SELANGOR | Existing | RYB | 230/400 V | Unknown |  | LV LINE |  | 7X_300_1C_AL_PVC/PVC |  |  |  | 0.240 m |  | 7 | 0
380108382 | TNB | DISTRIBUTION | KUALA SELANGOR | Existing | RYB | 230/400 V | Unknown |  | LV LINE |  | 7X_300_1C_AL_PVC/PVC |  |  |  | 0.217 m |  | 7 | 0
380108476 | TNB | DISTRIBUTION | KUALA SELANGOR | Existing | RYB | 230/400 V | Unknown |  | LV LINE |  | 7X_300_1C_AL_PVC/PVC |  |  |  | 0.208 m |  | 7 | 0
380108570 | TNB | DISTRIBUTION | KUALA SELANGOR | Existing | RYB | 230/400 V | Unknown |  | LV LINE |  | 7X_300_1C_AL_PVC/PVC |  |  |  | 0.210 m |  | 7 | 0
380108664 | TNB | DISTRIBUTION | KUALA SELANGOR | Existing | RYB | 230/400 V | Unknown |  | LV LINE |  | 7X_300_1C_AL_PVC/PVC |  |  |  | 0.187 m |  | 7 | 0
380108758 | TNB | DISTRIBUTION | KUALA SELANGOR | Existing | RYB | 230/400 V | Unknown |  | LV LINE |  | 7X_300_1C_AL_PVC/PVC |  |  |  | 0.237 m |  | 7 | 0
380108852 | TNB | DISTRIBUTION | KUALA SELANGOR | Existing | RYB | 230/400 V | Unknown |  | LV LINE |  | 7X_500_1C_CU_PVC/PVC |  |  |  | 0.199 m |  | 7 | 0
380109202 | TNB | DISTRIBUTION | KUALA SELANGOR | Existing | RYB | 230/400 V | Unknown |  | LV LINE |  | 7X_500_1C_CU_PVC/PVC |  |  |  | 0.243 m |  | 7 | 0
380109303 | TNB | DISTRIBUTION | KUALA SELANGOR | Existing | RYB | 230/400 V | Unknown |  | LV LINE |  | 7X_500_1C_CU_PVC/PVC |  |  |  | 0.307 m |  | 7 | 0
380109306 | TNB | DISTRIBUTION | KUALA SELANGOR | Existing | RYB | 230/400 V | Unknown |  | LV LINE |  | 7X_500_1C_CU_PVC/PVC |  |  |  | 0.252 m |  | 7 | 0
380109467 | TNB | DISTRIBUTION | KUALA SELANGOR | Existing | RYB | 230/400 V | Unknown |  | LV LINE |  | 7X_300_1C_AL_PVC/PVC |  |  |  | 0.230 m |  | 7 | 0
380109568 | TNB | DISTRIBUTION | KUALA SELANGOR | Existing | RYB | 230/400 V | Unknown |  | LV LINE |  | 7X_500_1C_CU_PVC/PVC |  |  |  | 0.354 m |  | 7 | 0
380109798 | TNB | DISTRIBUTION | KUALA SELANGOR | Existing | RYB | 230/400 V | Unknown |  | LV LINE |  | 7X_500_1C_CU_PVC/PVC |  |  |  | 0.324 m |  | 7 | 0
380109902 | TNB | DISTRIBUTION | KUALA SELANGOR | Existing | RYB | 230/400 V | Unknown |  | LV LINE |  | 7X_500_1C_CU_PVC/PVC |  |  |  | 0.258 m |  | 7 | 0
380109996 | TNB | DISTRIBUTION | KUALA SELANGOR | Existing | RYB | 230/400 V | Unknown |  | LV LINE |  | 7X_300_1C_AL_PVC/PVC |  |  |  | 0.276 m |  | 7 | 0
380110097 | TNB | DISTRIBUTION | KUALA SELANGOR | Existing | RYB | 230/400 V | Unknown |  | LV LINE |  | 7X_500_1C_CU_PVC/PVC |  |  |  | 0.267 m |  | 7 | 0
380110268 | TNB | DISTRIBUTION | KUALA SELANGOR | Existing | RYB | 230/400 V | Unknown |  | LV LINE |  | 7X_500_1C_CU_PVC/PVC |  |  |  | 0.252 m |  | 7 | 0
380110271 | TNB | DISTRIBUTION | KUALA SELANGOR | Existing | RYB | 230/400 V | Unknown |  | LV LINE |  | 7X_500_1C_CU_PVC/PVC |  |  |  | 0.234 m |  | 7 | 0
380110432 | TNB | DISTRIBUTION | KUALA SELANGOR | Existing | RYB | 230/400 V | Unknown |  | LV LINE |  | 7X_500_1C_CU_PVC/PVC |  |  |  | 0.222 m |  | 7 | 0
380110526 | TNB | DISTRIBUTION | KUALA SELANGOR | Existing | RYB | 230/400 V | Unknown |  | LV LINE |  | 7X_300_1C_AL_PVC/PVC |  |  |  | 0.321 m |  | 7 | 0
380110620 | TNB | DISTRIBUTION | KUALA SELANGOR | Existing | RYB | 230/400 V | Unknown |  | LV LINE |  | 7X_300_1C_AL_PVC/PVC |  |  |  | 0.278 m |  | 7 | 0
380110770 | TNB | DISTRIBUTION | KUALA SELANGOR | Existing | RYB | 230/400 V | Unknown |  | LV LINE |  | 7X_300_1C_AL_PVC/PVC |  |  |  | 0.301 m |  | 7 | 0
380110864 | TNB | DISTRIBUTION | KUALA SELANGOR | Existing | RYB | 230/400 V | Unknown |  | LV LINE |  | 7X_300_1C_AL_PVC/PVC |  |  |  | 0.257 m |  | 7 | 0
380110958 | TNB | DISTRIBUTION | KUALA SELANGOR | Existing | RYB | 230/400 V | Unknown |  | LV LINE |  | 7X_300_1C_AL_PVC/PVC |  |  |  | 0.276 m |  | 7 | 0
380111078 | TNB | DISTRIBUTION | KUALA SELANGOR | Existing | RYB | 230/400 V | Unknown |  | LV LINE |  | 7X_500_1C_CU_PVC/PVC |  |  |  | 0.261 m |  | 7 | 0
380111183 | TNB | DISTRIBUTION | KUALA SELANGOR | Existing | RYB | 230/400 V | Unknown |  | LV LINE |  | 7X_500_1C_CU_PVC/PVC |  |  |  | 0.423 m |  | 7 | 0
380111279 | TNB | DISTRIBUTION | KUALA SELANGOR | Existing | RYB | 230/400 V | Unknown |  | LV LINE |  | 7X_300_1C_AL_PVC/PVC |  |  |  | 0.246 m |  | 7 | 0
380111414 | TNB | DISTRIBUTION | KUALA SELANGOR | Existing | RYB | 230/400 V | Unknown |  | LV LINE |  | 7X_500_1C_CU_PVC/PVC |  |  |  | 0.795 m |  | 7 | 0
380111519 | TNB | DISTRIBUTION | KUALA SELANGOR | Existing | RYB | 230/400 V | Unknown |  | LV LINE |  | 7X_500_1C_CU_PVC/PVC |  |  |  | 0.899 m |  | 7 | 0
380111615 | TNB | DISTRIBUTION | KUALA SELANGOR | Existing | RYB | 230/400 V | Unknown |  | LV LINE |  | 7X_500_1C_CU_PVC/PVC |  |  |  | 0.885 m |  | 7 | 0
380111709 | TNB | DISTRIBUTION | KUALA SELANGOR | Existing | RYB | 230/400 V | Unknown |  | LV LINE |  | 7X_500_1C_CU_PVC/PVC |  |  |  | 0.811 m |  | 7 | 0
380111803 | TNB | DISTRIBUTION | KUALA SELANGOR | Existing | RYB | 230/400 V | Unknown |  | LV LINE |  | 7X_500_1C_CU_PVC/PVC |  |  |  | 0.735 m |  | 7 | 0
380111897 | TNB | DISTRIBUTION | KUALA SELANGOR | Existing | RYB | 230/400 V | Unknown |  | LV LINE |  | 7X_500_1C_CU_PVC/PVC |  |  |  | 0.955 m |  | 7 | 0
380111991 | TNB | DISTRIBUTION | KUALA SELANGOR | Existing | RYB | 230/400 V | Unknown |  | LV LINE |  | 7X_500_1C_CU_PVC/PVC |  |  |  | 1.052 m |  | 7 | 0
380112085 | TNB | DISTRIBUTION | KUALA SELANGOR | Existing | RYB | 230/400 V | Unknown |  | LV LINE |  | 7X_500_1C_CU_PVC/PVC |  |  |  | 0.842 m |  | 7 | 0
380112179 | TNB | DISTRIBUTION | KUALA SELANGOR | Existing | RYB | 230/400 V | Unknown |  | LV LINE |  | 7X_500_1C_CU_PVC/PVC |  |  |  | 0.857 m |  | 7 | 0
380112273 | TNB | DISTRIBUTION | KUALA SELANGOR | Existing | RYB | 230/400 V | Unknown |  | LV LINE |  | 7X_500_1C_CU_PVC/PVC |  |  |  | 0.891 m |  | 7 | 0
380112369 | TNB | DISTRIBUTION | KUALA SELANGOR | Existing | RYB | 230/400 V | Unknown |  | LV LINE |  | 7X_500_1C_CU_PVC/PVC |  |  |  | 1.166 m |  | 7 | 0
380112463 | TNB | DISTRIBUTION | KUALA SELANGOR | Existing | RYB | 230/400 V | Unknown |  | LV LINE |  | 7X_500_1C_CU_PVC/PVC |  |  |  | 0.261 m |  | 7 | 0
380112557 | TNB | DISTRIBUTION | KUALA SELANGOR | Existing | RYB | 230/400 V | Unknown |  | LV LINE |  | 7X_500_1C_CU_PVC/PVC |  |  |  | 0.400 m |  | 7 | 0
380112662 | TNB | DISTRIBUTION | KUALA SELANGOR | Existing | RYB | 230/400 V | Unknown |  | LV LINE |  | 7X_500_1C_CU_PVC/PVC |  |  |  | 0.641 m |  | 7 | 0
380112758 | TNB | DISTRIBUTION | KUALA SELANGOR | Existing | RYB | 230/400 V | Unknown |  | LV LINE |  | 7X_500_1C_CU_PVC/PVC |  |  |  | 0.501 m |  | 7 | 0
380112854 | TNB | DISTRIBUTION | KUALA SELANGOR | Existing | RYB | 230/400 V | Unknown |  | LV LINE |  | 7X_300_1C_AL_PVC/PVC |  |  |  | 0.564 m |  | 7 | 0
380112979 | TNB | DISTRIBUTION | KUALA SELANGOR | Existing | RYB | 230/400 V | Unknown |  | LV LINE |  | 7X_300_1C_AL_PVC/PVC |  |  |  | 0.447 m |  | 7 | 0
380113100 | TNB | DISTRIBUTION | KUALA SELANGOR | Existing | RYB | 230/400 V | Unknown |  | LV LINE |  | 7X_300_1C_AL_PVC/PVC |  |  |  | 0.476 m |  | 7 | 0
380113216 | TNB | DISTRIBUTION | KUALA SELANGOR | Existing | RYB | 230/400 V | Unknown |  | LV LINE |  | 7X_500_1C_CU_PVC/PVC |  |  |  | 0.587 m |  | 7 | 0
380113341 | TNB | DISTRIBUTION | KUALA SELANGOR | Existing | RYB | 230/400 V | Unknown |  | LV LINE |  | 7X_500_1C_CU_PVC/PVC |  |  |  | 0.486 m |  | 7 | 0
380117817 | TNB | DISTRIBUTION | KUALA SELANGOR | Existing | RYB | 230/400 V | Unknown |  | LV LINE |  | 7X_300_1C_AL_PVC/PVC |  |  |  | 0.736 m |  | 7 | 0
380117953 | TNB | DISTRIBUTION | KUALA SELANGOR | Existing | RYB | 230/400 V | Unknown |  | LV LINE |  | 7X_500_1C_CU_PVC/PVC |  |  |  | 0.796 m |  | 7 | 0
380117956 | TNB | DISTRIBUTION | KUALA SELANGOR | Existing | RYB | 230/400 V | Unknown |  | LV LINE |  | 7X_500_1C_CU_PVC/PVC |  |  |  | 0.802 m |  | 7 | 0
380118223 | TNB | DISTRIBUTION | KUALA SELANGOR | Existing | RYB | 230/400 V | Unknown |  | LV LINE |  | 7X_300_1C_AL_PVC/PVC |  |  |  | 0.739 m |  | 7 | 0
380118344 | TNB | DISTRIBUTION | KUALA SELANGOR | Existing | RYB | 230/400 V | Unknown |  | LV LINE |  | 7X_300_1C_AL_PVC/PVC |  |  |  | 0.695 m |  | 7 | 0
380118475 | TNB | DISTRIBUTION | KUALA SELANGOR | Existing | RYB | 230/400 V | Unknown |  | LV LINE |  | 7X_300_1C_AL_PVC/PVC |  |  |  | 0.980 m |  | 7 | 0
380118625 | TNB | DISTRIBUTION | KUALA SELANGOR | Existing | RYB | 230/400 V | Unknown |  | LV LINE |  | 7X_300_1C_AL_PVC/PVC |  |  |  | 0.797 m |  | 7 | 0
380118806 | TNB | DISTRIBUTION | KUALA SELANGOR | Existing | RYB | 230/400 V | Unknown |  | LV LINE |  | 7X_300_1C_AL_PVC/PVC |  |  |  | 1.175 m |  | 7 | 0
380134975 | TNB | DISTRIBUTION | KUALA SELANGOR | Existing | RYB | 230/400 V | Unknown |  | LV LINE |  | 7X_500_1C_CU_PVC/PVC |  |  |  | 0.197 m |  | 7 | 0
380135076 | TNB | DISTRIBUTION | KUALA SELANGOR | Existing | RYB | 230/400 V | Unknown |  | LV LINE |  | 7X_500_1C_CU_PVC/PVC |  |  |  | 0.193 m |  | 7 | 0
380135079 | TNB | DISTRIBUTION | KUALA SELANGOR | Existing | RYB | 230/400 V | Unknown |  | LV LINE |  | 7X_500_1C_CU_PVC/PVC |  |  |  | 0.200 m |  | 7 | 0
380135235 | TNB | DISTRIBUTION | KUALA SELANGOR | Existing | RYB | 230/400 V | NO | Class C | LV LINE |  | 7X_500_1C_CU_PVC/PVC |  |  |  | 0.217 m |  | 7 | 0
380135238 | TNB | DISTRIBUTION | KUALA SELANGOR | Existing | RYB | 230/400 V | NO | Class C | LV LINE |  | 7X_500_1C_CU_PVC/PVC |  |  |  | 0.207 m |  | 7 | 0
380135399 | TNB | DISTRIBUTION | KUALA SELANGOR | Existing | RYB | 230/400 V | Unknown |  | LV LINE |  | 7X_500_1C_CU_PVC/PVC |  |  |  | 0.223 m |  | 7 | 0
380135493 | TNB | DISTRIBUTION | KUALA SELANGOR | Existing | RYB | 230/400 V | NO | Class C | LV LINE |  | 7X_300_1C_AL_PVC/PVC |  |  |  | 0.196 m |  | 7 | 0
380135587 | TNB | DISTRIBUTION | KUALA SELANGOR | Existing | RYB | 230/400 V | NO | Class C | LV LINE |  | 7X_500_1C_CU_PVC/PVC |  |  |  | 0.237 m |  | 7 | 0
380135681 | TNB | DISTRIBUTION | KUALA SELANGOR | Existing | RYB | 230/400 V | NO | Class C | LV LINE |  | 7X_500_1C_CU_PVC/PVC |  |  |  | 0.270 m |  | 7 | 0
380135775 | TNB | DISTRIBUTION | KUALA SELANGOR | Existing | RYB | 230/400 V | NO | Class C | LV LINE |  | 7X_300_1C_AL_PVC/PVC |  |  |  | 0.292 m |  | 7 | 0
380135869 | TNB | DISTRIBUTION | KUALA SELANGOR | Existing | RYB | 230/400 V | NO | Class C | LV LINE |  | 7X_300_1C_AL_PVC/PVC |  |  |  | 0.222 m |  | 7 | 0
380136083 | TNB | DISTRIBUTION | KUALA SELANGOR | Existing | RYB | 230/400 V | NO | Class C | LV LINE |  | 7X_300_1C_AL_PVC/PVC |  |  |  | 0.202 m |  | 7 | 0
380136177 | TNB | DISTRIBUTION | KUALA SELANGOR | Existing | RYB | 230/400 V | NO | Class C | LV LINE |  | 7X_300_1C_AL_PVC/PVC |  |  |  | 0.202 m |  | 7 | 0
380136271 | TNB | DISTRIBUTION | KUALA SELANGOR | Existing | RYB | 230/400 V | NO | Class C | LV LINE |  | 7X_500_1C_CU_PVC/PVC |  |  |  | 0.201 m |  | 7 | 0
380136391 | TNB | DISTRIBUTION | KUALA SELANGOR | Existing | RYB | 230/400 V | NO | Class C | LV LINE |  | 7X_300_1C_AL_PVC/PVC |  |  |  | 0.185 m |  | 7 | 0
380136485 | TNB | DISTRIBUTION | KUALA SELANGOR | Existing | RYB | 230/400 V | NO | Class C | LV LINE |  | 7X_500_1C_CU_PVC/PVC |  |  |  | 0.206 m |  | 7 | 0
380136579 | TNB | DISTRIBUTION | KUALA SELANGOR | Existing | RYB | 230/400 V | NO | Class C | LV LINE |  | 7X_500_1C_CU_PVC/PVC |  |  |  | 0.204 m |  | 7 | 0
380136767 | TNB | DISTRIBUTION | KUALA SELANGOR | Existing | RYB | 230/400 V | NO | Class C | LV LINE |  | 7X_300_1C_AL_PVC/PVC |  |  |  | 0.235 m |  | 7 | 0
380137048 | TNB | DISTRIBUTION | KUALA SELANGOR | Existing | RYB | 230/400 V | Unknown |  | LV LINE |  | 7X_500_1C_CU_PVC/PVC |  |  |  | 0.223 m |  | 7 | 0
380137142 | TNB | DISTRIBUTION | KUALA SELANGOR | Existing | RYB | 230/400 V | Unknown |  | LV LINE |  | 7X_500_1C_CU_PVC/PVC |  |  |  | 0.201 m |  | 7 | 0
380137145 | TNB | DISTRIBUTION | KUALA SELANGOR | Existing | RYB | 230/400 V | Unknown |  | LV LINE |  | 7X_500_1C_CU_PVC/PVC |  |  |  | 0.218 m |  | 7 | 0
380137353 | TNB | DISTRIBUTION | KUALA SELANGOR | Existing | RYB | 230/400 V | Unknown |  | LV LINE |  | 7X_500_1C_CU_PVC/PVC |  |  |  | 0.182 m |  | 7 | 0
380137356 | TNB | DISTRIBUTION | KUALA SELANGOR | Existing | RYB | 230/400 V | Unknown |  | LV LINE |  | 7X_500_1C_CU_PVC/PVC |  |  |  | 0.173 m |  | 7 | 0
380137584 | TNB | DISTRIBUTION | KUALA SELANGOR | Existing | RYB | 230/400 V | NO | Class C | LV LINE |  | 7X_500_1C_CU_PVC/PVC |  |  |  | 0.201 m |  | 7 | 0
380137705 | TNB | DISTRIBUTION | KUALA SELANGOR | Existing | RYB | 230/400 V | NO | Class C | LV LINE |  | 7X_500_1C_CU_PVC/PVC |  |  |  | 0.172 m |  | 7 | 0
380137708 | TNB | DISTRIBUTION | KUALA SELANGOR | Existing | RYB | 230/400 V | NO | Class C | LV LINE |  | 7X_500_1C_CU_PVC/PVC |  |  |  | 0.195 m |  | 7 | 0
380137916 | TNB | DISTRIBUTION | KUALA SELANGOR | Existing | RYB | 230/400 V | NO | Class C | LV LINE |  | 7X_500_1C_CU_PVC/PVC |  |  |  | 0.206 m |  | 7 | 0
380137919 | TNB | DISTRIBUTION | KUALA SELANGOR | Existing | RYB | 230/400 V | NO | Class C | LV LINE |  | 7X_500_1C_CU_PVC/PVC |  |  |  | 0.202 m |  | 7 | 0
380138194 | TNB | DISTRIBUTION | KUALA SELANGOR | Existing | RYB | 230/400 V | Unknown |  | LV LINE |  | 7X_500_1C_CU_PVC/PVC |  |  |  | 0.239 m |  | 7 | 0
380138197 | TNB | DISTRIBUTION | KUALA SELANGOR | Existing | RYB | 230/400 V | Unknown |  | LV LINE |  | 7X_500_1C_CU_PVC/PVC |  |  |  | 0.229 m |  | 7 | 0
380138398 | TNB | DISTRIBUTION | KUALA SELANGOR | Existing | RYB | 230/400 V | Unknown |  | LV LINE |  | 7X_300_1C_AL_PVC/PVC |  |  |  | 0.182 m |  | 7 | 0
380138521 | TNB | DISTRIBUTION | KUALA SELANGOR | Existing | RYB | 230/400 V | Unknown |  | LV LINE |  | 7X_500_1C_CU_PVC/PVC |  |  |  | 0.188 m |  | 7 | 0
380138642 | TNB | DISTRIBUTION | KUALA SELANGOR | Existing | RYB | 230/400 V | Unknown |  | LV LINE |  | 7X_500_1C_CU_PVC/PVC |  |  |  | 0.190 m |  | 7 | 0
380138645 | TNB | DISTRIBUTION | KUALA SELANGOR | Existing | RYB | 230/400 V | Unknown |  | LV LINE |  | 7X_500_1C_CU_PVC/PVC |  |  |  | 0.188 m |  | 7 | 0
380152267 | TNB | DISTRIBUTION | KUALA SELANGOR | Existing | RYB | 230/400 V | Unknown |  | LV LINE |  | 7X_300_1C_AL_PVC/PVC |  |  |  | 0.314 m |  | 7 | 0
380152381 | TNB | DISTRIBUTION | KUALA SELANGOR | Existing | RYB | 230/400 V | Unknown |  | LV LINE |  | 7X_300_1C_AL_PVC/PVC |  |  |  | 0.230 m |  | 7 | 0
380152495 | TNB | DISTRIBUTION | KUALA SELANGOR | Existing | RYB | 230/400 V | Unknown |  | LV LINE |  | 7X_500_1C_CU_PVC/PVC |  |  |  | 0.342 m |  | 7 | 0
380152609 | TNB | DISTRIBUTION | KUALA SELANGOR | Existing | RYB | 230/400 V | Unknown |  | LV LINE |  | 7X_300_1C_AL_PVC/PVC |  |  |  | 0.232 m |  | 7 | 0
380152723 | TNB | DISTRIBUTION | KUALA SELANGOR | Existing | RYB | 230/400 V | Unknown |  | LV LINE |  | 7X_500_1C_CU_PVC/PVC |  |  |  | 0.250 m |  | 7 | 0
380152837 | TNB | DISTRIBUTION | KUALA SELANGOR | Existing | RYB | 230/400 V | Unknown |  | LV LINE |  | 7X_300_1C_AL_PVC/PVC |  |  |  | 0.266 m |  | 7 | 0
380152953 | TNB | DISTRIBUTION | KUALA SELANGOR | Existing | RYB | 230/400 V | Unknown |  | LV LINE |  | 7X_500_1C_CU_PVC/PVC |  |  |  | 0.316 m |  | 7 | 0
380153067 | TNB | DISTRIBUTION | KUALA SELANGOR | Existing | RYB | 230/400 V | Unknown |  | LV LINE |  | 7X_500_1C_CU_PVC/PVC |  |  |  | 0.238 m |  | 7 | 0
380153181 | TNB | DISTRIBUTION | KUALA SELANGOR | Existing | RYB | 230/400 V | Unknown |  | LV LINE |  | 7X_500_1C_CU_PVC/PVC |  |  |  | 0.261 m |  | 7 | 0
380153297 | TNB | DISTRIBUTION | KUALA SELANGOR | Existing | RYB | 230/400 V | Unknown |  | LV LINE |  | 7X_300_1C_AL_PVC/PVC |  |  |  | 0.185 m |  | 7 | 0
380153595 | TNB | DISTRIBUTION | KUALA SELANGOR | Existing | RYB | 230/400 V | Unknown |  | LV LINE |  | 7X_300_1C_AL_PVC/PVC |  |  |  | 4.571 m |  | 7 | 0
380153709 | TNB | DISTRIBUTION | KUALA SELANGOR | Existing | RYB | 230/400 V | Unknown |  | LV LINE |  | 7X_300_1C_AL_PVC/PVC |  |  |  | 0.231 m |  | 7 | 0
380153823 | TNB | DISTRIBUTION | KUALA SELANGOR | Existing | RYB | 230/400 V | Unknown |  | LV LINE |  | 7X_300_1C_AL_PVC/PVC |  |  |  | 0.234 m |  | 7 | 0
380153937 | TNB | DISTRIBUTION | KUALA SELANGOR | Existing | RYB | 230/400 V | Unknown |  | LV LINE |  | 7X_500_1C_CU_PVC/PVC |  |  |  | 0.250 m |  | 7 | 0
380154051 | TNB | DISTRIBUTION | KUALA SELANGOR | Existing | RYB | 230/400 V | Unknown |  | LV LINE |  | 7X_300_1C_AL_PVC/PVC |  |  |  | 0.228 m |  | 7 | 0
380154165 | TNB | DISTRIBUTION | KUALA SELANGOR | Existing | RYB | 230/400 V | Unknown |  | LV LINE |  | 7X_300_1C_AL_PVC/PVC |  |  |  | 0.257 m |  | 7 | 0
380154281 | TNB | DISTRIBUTION | KUALA SELANGOR | Existing | RYB | 230/400 V | Unknown |  | LV LINE |  | 7X_500_1C_CU_PVC/PVC |  |  |  | 0.220 m |  | 7 | 0
380154397 | TNB | DISTRIBUTION | KUALA SELANGOR | Existing | RYB | 230/400 V | Unknown |  | LV LINE |  | 7X_500_1C_CU_PVC/PVC |  |  |  | 0.220 m |  | 7 | 0
380154511 | TNB | DISTRIBUTION | KUALA SELANGOR | Existing | RYB | 230/400 V | Unknown |  | LV LINE |  | 7X_500_1C_CU_PVC/PVC |  |  |  | 0.272 m |  | 7 | 0
380154748 | TNB | DISTRIBUTION | KUALA SELANGOR | Existing | RYB | 230/400 V | Unknown |  | LV LINE |  | 7X_300_1C_AL_PVC/PVC |  |  |  | 0.220 m |  | 7 | 0
380154751 | TNB | DISTRIBUTION | KUALA SELANGOR | Existing | RYB | 230/400 V | Unknown |  | LV LINE |  | 7X_500_1C_CU_PVC/PVC |  |  |  | 0.285 m |  | 7 | 0
380154955 | TNB | DISTRIBUTION | KUALA SELANGOR | Existing | RYB | 230/400 V | Unknown |  | LV LINE |  | 7X_500_1C_CU_PVC/PVC |  |  |  | 0.290 m |  | 7 | 0
380155545 | TNB | DISTRIBUTION | KUALA SELANGOR | Existing | RYB | 230/400 V | Unknown |  | LV LINE |  | 7X_500_1C_CU_PVC/PVC |  |  |  | 0.266 m |  | 7 | 0
380155548 | TNB | DISTRIBUTION | KUALA SELANGOR | Existing | RYB | 230/400 V | Unknown |  | LV LINE |  | 7X_500_1C_CU_PVC/PVC |  |  |  | 0.268 m |  | 7 | 0
380155743 | TNB | DISTRIBUTION | KUALA SELANGOR | Existing | RYB | 230/400 V | Unknown |  | LV LINE |  | 7X_500_1C_CU_PVC/PVC |  |  |  | 0.260 m |  | 7 | 0
380156030 | TNB | DISTRIBUTION | KUALA SELANGOR | Existing | RYB | 230/400 V | Unknown |  | LV LINE |  | 7X_500_1C_CU_PVC/PVC |  |  |  | 0.253 m |  | 7 | 0
380156033 | TNB | DISTRIBUTION | KUALA SELANGOR | Existing | RYB | 230/400 V | Unknown |  | LV LINE |  | 7X_500_1C_CU_PVC/PVC |  |  |  | 0.265 m |  | 7 | 0
380156245 | TNB | DISTRIBUTION | KUALA SELANGOR | Existing | RYB | 230/400 V | Unknown |  | LV LINE |  | 7X_500_1C_CU_PVC/PVC |  |  |  | 0.249 m |  | 7 | 0
380156248 | TNB | DISTRIBUTION | KUALA SELANGOR | Existing | RYB | 230/400 V | Unknown |  | LV LINE |  | 7X_500_1C_CU_PVC/PVC |  |  |  | 0.259 m |  | 7 | 0
380225151 | TNB | DISTRIBUTION | KUALA SELANGOR | Existing | RYB | 230/400 V | Unknown |  | LV LINE |  | 7X_500_1C_CU_PVC/PVC |  |  |  | 0.482 m |  | 7 | 0
380225159 | TNB | DISTRIBUTION | KUALA SELANGOR | Existing | RYB | 230/400 V | Unknown |  | LV LINE |  | 7X_500_1C_CU_PVC/PVC |  |  |  | 0.474 m |  | 7 | 0
380225579 | TNB | DISTRIBUTION | KUALA SELANGOR | Existing | RYB | 230/400 V | Unknown |  | LV LINE |  | 7X_300_1C_AL_PVC/PVC |  |  |  | 0.425 m |  | 7 | 0
380225899 | TNB | DISTRIBUTION | KUALA SELANGOR | Existing | RYB | 230/400 V | Unknown |  | LV LINE |  | 7X_300_1C_AL_PVC/PVC |  |  |  | 0.431 m |  | 7 | 0
380226156 | TNB | DISTRIBUTION | KUALA SELANGOR | Existing | RYB | 230/400 V | Unknown |  | LV LINE |  | 7X_500_1C_CU_PVC/PVC |  |  |  | 0.244 m |  | 7 | 0
380226159 | TNB | DISTRIBUTION | KUALA SELANGOR | Existing | RYB | 230/400 V | Unknown |  | LV LINE |  | 7X_500_1C_CU_PVC/PVC |  |  |  | 0.252 m |  | 7 | 0
380259578 | TNB | DISTRIBUTION | KUALA SELANGOR | Existing | RYB | 230/400 V | Unknown |  | LV LINE |  | 7X_300_1C_AL_PVC/PVC |  |  |  | 0.505 m |  | 7 | 0
380259717 | TNB | DISTRIBUTION | KUALA SELANGOR | Existing | RYB | 230/400 V | Unknown |  | LV LINE |  | 7X_500_1C_CU_PVC/PVC |  |  |  | 0.339 m |  | 7 | 0
380259833 | TNB | DISTRIBUTION | KUALA SELANGOR | Existing | RYB | 230/400 V | Unknown |  | LV LINE |  | 7X_300_1C_AL_PVC/PVC |  |  |  | 0.601 m |  | 7 | 0
380259947 | TNB | DISTRIBUTION | KUALA SELANGOR | Existing | RYB | 230/400 V | Unknown |  | LV LINE |  | 7X_500_1C_CU_PVC/PVC |  |  |  | 0.685 m |  | 7 | 0
380260063 | TNB | DISTRIBUTION | KUALA SELANGOR | Existing | RYB | 230/400 V | Unknown |  | LV LINE |  | 7X_300_1C_AL_PVC/PVC |  |  |  | 0.411 m |  | 7 | 0
380260295 | TNB | DISTRIBUTION | KUALA SELANGOR | Existing | RYB | 230/400 V | Unknown |  | LV LINE |  | 7X_500_1C_CU_PVC/PVC |  |  |  | 0.487 m |  | 7 | 0
380260409 | TNB | DISTRIBUTION | KUALA SELANGOR | Existing | RYB | 230/400 V | Unknown |  | LV LINE |  | 7X_500_1C_CU_PVC/PVC |  |  |  | 0.734 m |  | 7 | 0
380260525 | TNB | DISTRIBUTION | KUALA SELANGOR | Existing | RYB | 230/400 V | Unknown |  | LV LINE |  | 7X_300_1C_AL_PVC/PVC |  |  |  | 0.485 m |  | 7 | 0
380260639 | TNB | DISTRIBUTION | KUALA SELANGOR | Existing | RYB | 230/400 V | Unknown |  | LV LINE |  | 7X_500_1C_CU_PVC/PVC |  |  |  | 0.362 m |  | 7 | 0
380260753 | TNB | DISTRIBUTION | KUALA SELANGOR | Existing | RYB | 230/400 V | Unknown |  | LV LINE |  | 7X_300_1C_AL_PVC/PVC |  |  |  | 0.433 m |  | 7 | 0
380260869 | TNB | DISTRIBUTION | KUALA SELANGOR | Existing | RYB | 230/400 V | Unknown |  | LV LINE |  | 7X_500_1C_CU_PVC/PVC |  |  |  | 0.796 m |  | 7 | 0
380260983 | TNB | DISTRIBUTION | KUALA SELANGOR | Existing | RYB | 230/400 V | Unknown |  | LV LINE |  | 7X_500_1C_CU_PVC/PVC |  |  |  | 0.984 m |  | 7 | 0
380261108 | TNB | DISTRIBUTION | KUALA SELANGOR | Existing | RYB | 230/400 V | Unknown |  | LV LINE |  | 7X_300_1C_AL_PVC/PVC |  |  |  | 1.116 m |  | 7 | 0
380261224 | TNB | DISTRIBUTION | KUALA SELANGOR | Existing | RYB | 230/400 V | Unknown |  | LV LINE |  | 7X_300_1C_AL_PVC/PVC |  |  |  | 0.948 m |  | 7 | 0
380261388 | TNB | DISTRIBUTION | KUALA SELANGOR | Existing | RYB | 230/400 V | Unknown |  | LV LINE |  | 7X_300_1C_AL_PVC/PVC |  |  |  | 0.767 m |  | 7 | 0
380261618 | TNB | DISTRIBUTION | KUALA SELANGOR | Existing | RYB | 230/400 V | Unknown |  | LV LINE |  | 7X_300_1C_AL_PVC/PVC |  |  |  | 0.852 m |  | 7 | 0
380261732 | TNB | DISTRIBUTION | KUALA SELANGOR | Existing | RYB | 230/400 V | Unknown |  | LV LINE |  | 7X_500_1C_CU_PVC/PVC |  |  |  | 1.002 m |  | 7 | 0
380261857 | TNB | DISTRIBUTION | KUALA SELANGOR | Existing | RYB | 230/400 V | Unknown |  | LV LINE |  | 7X_300_1C_AL_PVC/PVC |  |  |  | 0.654 m |  | 7 | 0
380261971 | TNB | DISTRIBUTION | KUALA SELANGOR | Existing | RYB | 230/400 V | Unknown |  | LV LINE |  | 7X_300_1C_AL_PVC/PVC |  |  |  | 1.014 m |  | 7 | 0
380262087 | TNB | DISTRIBUTION | KUALA SELANGOR | Existing | RYB | 230/400 V | Unknown |  | LV LINE |  | 7X_500_1C_CU_PVC/PVC |  |  |  | 0.831 m |  | 7 | 0
380262201 | TNB | DISTRIBUTION | KUALA SELANGOR | Existing | RYB | 230/400 V | Unknown |  | LV LINE |  | 7X_500_1C_CU_PVC/PVC |  |  |  | 1.007 m |  | 7 | 0
380262479 | TNB | DISTRIBUTION | KUALA SELANGOR | Existing | RYB | 230/400 V | Unknown |  | LV LINE |  | 7X_300_1C_AL_PVC/PVC |  |  |  | 1.138 m |  | 7 | 0
380262714 | TNB | DISTRIBUTION | KUALA SELANGOR | Existing | RYB | 230/400 V | Unknown |  | LV LINE |  | 7X_500_1C_CU_PVC/PVC |  |  |  | 1.020 m |  | 7 | 0
380262717 | TNB | DISTRIBUTION | KUALA SELANGOR | Existing | RYB | 230/400 V | Unknown |  | LV LINE |  | 7X_500_1C_CU_PVC/PVC |  |  |  | 1.004 m |  | 7 | 0
380262920 | TNB | DISTRIBUTION | KUALA SELANGOR | Existing | RYB | 230/400 V | Unknown |  | LV LINE |  | 7X_300_1C_AL_PVC/PVC |  |  |  | 0.752 m |  | 7 | 0
380263041 | TNB | DISTRIBUTION | KUALA SELANGOR | Existing | RYB | 230/400 V | Unknown |  | LV LINE |  | 7X_500_1C_CU_PVC/PVC |  |  |  | 0.826 m |  | 7 | 0
380263044 | TNB | DISTRIBUTION | KUALA SELANGOR | Existing | RYB | 230/400 V | Unknown |  | LV LINE |  | 7X_500_1C_CU_PVC/PVC |  |  |  | 0.804 m |  | 7 | 0
380263347 | TNB | DISTRIBUTION | KUALA SELANGOR | Existing | RYB | 230/400 V | Unknown |  | LV LINE |  | 7X_500_1C_CU_PVC/PVC |  |  |  | 0.925 m |  | 7 | 0
380263472 | TNB | DISTRIBUTION | KUALA SELANGOR | Existing | RYB | 230/400 V | Unknown |  | LV LINE |  | 7X_500_1C_CU_PVC/PVC |  |  |  | 0.894 m |  | 7 | 0
380263586 | TNB | DISTRIBUTION | KUALA SELANGOR | Existing | RYB | 230/400 V | Unknown |  | LV LINE |  | 7X_300_1C_AL_PVC/PVC |  |  |  | 0.969 m |  | 7 | 0
380263799 | TNB | DISTRIBUTION | KUALA SELANGOR | Existing | RYB | 230/400 V | Unknown |  | LV LINE |  | 7X_300_1C_AL_PVC/PVC |  |  |  | 0.267 m |  | 7 | 0
380263913 | TNB | DISTRIBUTION | KUALA SELANGOR | Existing | RYB | 230/400 V | Unknown |  | LV LINE |  | 7X_300_1C_AL_PVC/PVC |  |  |  | 0.191 m |  | 7 | 0
380264141 | TNB | DISTRIBUTION | KUALA SELANGOR | Existing | RYB | 230/400 V | Unknown |  | LV LINE |  | 4X_300_1C_AL_PVC/PVC |  |  |  | 0.210 m |  | 4 | 0
380264264 | TNB | DISTRIBUTION | KUALA SELANGOR | Existing | RYB | 230/400 V | Unknown |  | LV LINE |  | 7X_300_1C_AL_PVC/PVC |  |  |  | 9.222 m |  | 7 | 0
380264387 | TNB | DISTRIBUTION | KUALA SELANGOR | Existing | RYB | 230/400 V | Unknown |  | LV LINE |  | 4X_300_1C_AL_PVC/PVC |  |  |  | 0.228 m |  | 4 | 0
380264501 | TNB | DISTRIBUTION | KUALA SELANGOR | Existing | RYB | 230/400 V | Unknown |  | LV LINE |  | 4X_300_1C_AL_PVC/PVC |  |  |  | 0.280 m |  | 4 | 0
380264617 | TNB | DISTRIBUTION | KUALA SELANGOR | Existing | RYB | 230/400 V | Unknown |  | LV LINE |  | 7X_500_1C_CU_PVC/PVC |  |  |  | 0.335 m |  | 7 | 0
380264765 | TNB | DISTRIBUTION | KUALA SELANGOR | Existing | RYB | 230/400 V | Unknown |  | LV LINE |  | 7X_500_1C_CU_PVC/PVC |  |  |  | 0.256 m |  | 7 | 0
380264768 | TNB | DISTRIBUTION | KUALA SELANGOR | Existing | RYB | 230/400 V | Unknown |  | LV LINE |  | 7X_300_1C_AL_PVC/PVC |  |  |  | 0.252 m |  | 7 | 0
380264971 | TNB | DISTRIBUTION | KUALA SELANGOR | Existing | RYB | 230/400 V | Unknown |  | LV LINE |  | 7X_300_1C_AL_PVC/PVC |  |  |  | 0.237 m |  | 7 | 0
380265094 | TNB | DISTRIBUTION | KUALA SELANGOR | Existing | RYB | 230/400 V | Unknown |  | LV LINE |  | 7X_300_1C_AL_PVC/PVC |  |  |  | 0.278 m |  | 7 | 0
380265208 | TNB | DISTRIBUTION | KUALA SELANGOR | Existing | RYB | 230/400 V | Unknown |  | LV LINE |  | 7X_300_1C_AL_PVC/PVC |  |  |  | 0.219 m |  | 7 | 0
380265331 | TNB | DISTRIBUTION | KUALA SELANGOR | Existing | RYB | 230/400 V | Unknown |  | LV LINE |  | 4X_300_1C_AL_PVC/PVC |  |  |  | 0.203 m |  | 4 | 0
380265445 | TNB | DISTRIBUTION | KUALA SELANGOR | Existing | RYB | 230/400 V | Unknown |  | LV LINE |  | 7X_300_1C_AL_PVC/PVC |  |  |  | 0.368 m |  | 7 | 0
380265568 | TNB | DISTRIBUTION | KUALA SELANGOR | Existing | RYB | 230/400 V | Unknown |  | LV LINE |  | 7X_300_1C_AL_PVC/PVC |  |  |  | 0.231 m |  | 7 | 0
380265682 | TNB | DISTRIBUTION | KUALA SELANGOR | Existing | RYB | 230/400 V | Unknown |  | LV LINE |  | 7X_300_1C_AL_PVC/PVC |  |  |  | 0.253 m |  | 7 | 0
380265796 | TNB | DISTRIBUTION | KUALA SELANGOR | Existing | RYB | 230/400 V | Unknown |  | LV LINE |  | 7X_300_1C_AL_PVC/PVC |  |  |  | 0.227 m |  | 7 | 0
380265910 | TNB | DISTRIBUTION | KUALA SELANGOR | Existing | RYB | 230/400 V | Unknown |  | LV LINE |  | 4X_300_1C_AL_PVC/PVC |  |  |  | 0.227 m |  | 4 | 0
380266148 | TNB | DISTRIBUTION | KUALA SELANGOR | Existing | RYB | 230/400 V | Unknown |  | LV LINE |  | 4X_300_1C_AL_PVC/PVC |  |  |  | 0.060 m |  | 4 | 0
380266261 | TNB | DISTRIBUTION | KUALA SELANGOR | Existing | RYB | 230/400 V | Unknown |  | LV LINE |  | 7X_500_1C_CU_PVC/PVC |  |  |  | 0.060 m |  | 7 | 0
380266377 | TNB | DISTRIBUTION | KUALA SELANGOR | Existing | RYB | 230/400 V | Unknown |  | LV LINE |  | 7X_500_1C_CU_PVC/PVC |  |  |  | 0.280 m |  | 7 | 0
380266502 | TNB | DISTRIBUTION | KUALA SELANGOR | Existing | RYB | 230/400 V | Unknown |  | LV LINE |  | 7X_500_1C_CU_PVC/PVC |  |  |  | 0.348 m |  | 7 | 0
380266635 | TNB | DISTRIBUTION | KUALA SELANGOR | Existing | RYB | 230/400 V | Unknown |  | LV LINE |  | 7X_300_1C_AL_PVC/PVC |  |  |  | 0.473 m |  | 7 | 0
380266803 | TNB | DISTRIBUTION | KUALA SELANGOR | Existing | RYB | 230/400 V | Unknown |  | LV LINE |  | 7X_500_1C_CU_PVC/PVC |  |  |  | 0.550 m |  | 7 | 0
380266959 | TNB | DISTRIBUTION | KUALA SELANGOR | Existing | RYB | 230/400 V | Unknown |  | LV LINE |  | 7X_500_1C_CU_PVC/PVC |  |  |  | 0.336 m |  | 7 | 0
380267165 | TNB | DISTRIBUTION | KUALA SELANGOR | Existing | RYB | 230/400 V | Unknown |  | LV LINE |  | 7X_300_1C_AL_PVC/PVC |  |  |  | 0.621 m |  | 7 | 0
380267279 | TNB | DISTRIBUTION | KUALA SELANGOR | Existing | RYB | 230/400 V | Unknown |  | LV LINE |  | 7X_300_1C_AL_PVC/PVC |  |  |  | 0.406 m |  | 7 | 0
380267393 | TNB | DISTRIBUTION | KUALA SELANGOR | Existing | RYB | 230/400 V | Unknown |  | LV LINE |  | 7X_300_1C_AL_PVC/PVC |  |  |  | 0.368 m |  | 7 | 0
380267542 | TNB | DISTRIBUTION | KUALA SELANGOR | Existing | RYB | 230/400 V | Unknown |  | LV LINE |  | 7X_300_1C_AL_PVC/PVC |  |  |  | 0.354 m |  | 7 | 0
380267684 | TNB | DISTRIBUTION | KUALA SELANGOR | Existing | RYB | 230/400 V | Unknown |  | LV LINE |  | 7X_500_1C_CU_PVC/PVC |  |  |  | 0.550 m |  | 7 | 0
380267823 | TNB | DISTRIBUTION | KUALA SELANGOR | Existing | RYB | 230/400 V | Unknown |  | LV LINE |  | 7X_300_1C_AL_PVC/PVC |  |  |  | 0.562 m |  | 7 | 0
380521639 | TNB | DISTRIBUTION | KUALA SELANGOR | Existing | RYB | 230/400 V | Unknown |  | LV LINE |  | 7X_300_1C_AL_PVC/PVC |  |  |  | 0.060 m |  | 7 | 0
380522165 | TNB | DISTRIBUTION | KUALA SELANGOR | Existing | RYB | 230/400 V | Unknown |  | LV LINE |  | 7X_500_1C_CU_PVC/PVC |  |  |  | 0.060 m |  | 7 | 0
380522168 | TNB | DISTRIBUTION | KUALA SELANGOR | Existing | RYB | 230/400 V | Unknown |  | LV LINE |  | 7X_500_1C_CU_PVC/PVC |  |  |  | 0.060 m |  | 7 | 0
380522397 | TNB | DISTRIBUTION | KUALA SELANGOR | Existing | RYB | 230/400 V | Unknown |  | LV LINE |  | 7X_500_1C_CU_PVC/PVC |  |  |  | 0.060 m |  | 7 | 0
380522512 | TNB | DISTRIBUTION | KUALA SELANGOR | Existing | RYB | 230/400 V | Unknown |  | LV LINE |  | 7X_500_1C_CU_PVC/PVC |  |  |  | 0.060 m |  | 7 | 0
380522906 | TNB | DISTRIBUTION | KUALA SELANGOR | Existing | RYB | 230/400 V | Unknown |  | LV LINE |  | 7X_500_1C_CU_PVC/PVC |  |  |  | 0.060 m |  | 7 | 0
380534631 | TNB | DISTRIBUTION | KUALA SELANGOR | Existing | RYB | 230/400 V | NO | Class C | LV LINE |  | 7X_500_1C_CU_PVC/PVC |  |  |  | 0.206 m |  | 7 | 0
380534634 | TNB | DISTRIBUTION | KUALA SELANGOR | Existing | RYB | 230/400 V | NO | Class C | LV LINE |  | 7X_500_1C_CU_PVC/PVC |  |  |  | 0.203 m |  | 7 | 0
380534886 | TNB | DISTRIBUTION | KUALA SELANGOR | Existing | RYB | 230/400 V | NO | Class C | LV LINE |  | 7X_500_1C_CU_PVC/PVC |  |  |  | 0.190 m |  | 7 | 0
380534889 | TNB | DISTRIBUTION | KUALA SELANGOR | Existing | RYB | 230/400 V | NO | Class C | LV LINE |  | 7X_500_1C_CU_PVC/PVC |  |  |  | 0.193 m |  | 7 | 0
380535407 | TNB | DISTRIBUTION | KUALA SELANGOR | Existing | RYB | 230/400 V | Unknown |  | LV LINE |  | 7X_500_1C_CU_PVC/PVC |  |  |  | 0.213 m |  | 7 | 0
380535638 | TNB | DISTRIBUTION | KUALA SELANGOR | Existing | RYB | 230/400 V | Unknown |  | LV LINE |  | 7X_300_1C_AL_PVC/PVC |  |  |  | 0.192 m |  | 7 | 0
380564611 | TNB | DISTRIBUTION | KUALA SELANGOR | Existing | RYB | 230/400 V | Unknown |  | LV LINE |  | 7X_500_1C_CU_PVC/PVC |  |  |  | 0.965 m |  | 7 | 0
380564752 | TNB | DISTRIBUTION | KUALA SELANGOR | Existing | RYB | 230/400 V | Unknown |  | LV LINE |  | 7X_500_1C_CU_PVC/PVC |  |  |  | 0.836 m |  | 7 | 0
380564873 | TNB | DISTRIBUTION | KUALA SELANGOR | Existing | RYB | 230/400 V | Unknown |  | LV LINE |  | 7X_500_1C_CU_PVC/PVC |  |  |  | 0.796 m |  | 7 | 0
380564876 | TNB | DISTRIBUTION | KUALA SELANGOR | Existing | RYB | 230/400 V | Unknown |  | LV LINE |  | 7X_500_1C_CU_PVC/PVC |  |  |  | 0.802 m |  | 7 | 0
380565077 | TNB | DISTRIBUTION | KUALA SELANGOR | Existing | RYB | 230/400 V | Unknown |  | LV LINE |  | 7X_500_1C_CU_PVC/PVC |  |  |  | 0.812 m |  | 7 | 0
380565309 | TNB | DISTRIBUTION | KUALA SELANGOR | Existing | RYB | 230/400 V | Unknown |  | LV LINE |  | 7X_500_1C_CU_PVC/PVC |  |  |  | 0.942 m |  | 7 | 0
380565425 | TNB | DISTRIBUTION | KUALA SELANGOR | Existing | RYB | 230/400 V | Unknown |  | LV LINE |  | 7X_500_1C_CU_PVC/PVC |  |  |  | 1.023 m |  | 7 | 0
380565550 | TNB | DISTRIBUTION | KUALA SELANGOR | Existing | RYB | 230/400 V | Unknown |  | LV LINE |  | 7X_500_1C_CU_PVC/PVC |  |  |  | 1.216 m |  | 7 | 0
380565690 | TNB | DISTRIBUTION | KUALA SELANGOR | Existing | RYB | 230/400 V | Unknown |  | LV LINE |  | 7X_300_1C_AL_PVC/PVC |  |  |  | 1.005 m |  | 7 | 0
380565831 | TNB | DISTRIBUTION | KUALA SELANGOR | Existing | RYB | 230/400 V | Unknown |  | LV LINE |  | 7X_500_1C_CU_PVC/PVC |  |  |  | 0.716 m |  | 7 | 0
380565947 | TNB | DISTRIBUTION | KUALA SELANGOR | Existing | RYB | 230/400 V | Unknown |  | LV LINE |  | 7X_500_1C_CU_PVC/PVC |  |  |  | 0.784 m |  | 7 | 0
380566061 | TNB | DISTRIBUTION | KUALA SELANGOR | Existing | RYB | 230/400 V | Unknown |  | LV LINE |  | 7X_300_1C_AL_PVC/PVC |  |  |  | 1.160 m |  | 7 | 0
380566177 | TNB | DISTRIBUTION | KUALA SELANGOR | Existing | RYB | 230/400 V | Unknown |  | LV LINE |  | 7X_500_1C_CU_PVC/PVC |  |  |  | 1.008 m |  | 7 | 0
380566302 | TNB | DISTRIBUTION | KUALA SELANGOR | Existing | RYB | 230/400 V | Unknown |  | LV LINE |  | 7X_500_1C_CU_PVC/PVC |  |  |  | 1.071 m |  | 7 | 0
380566418 | TNB | DISTRIBUTION | KUALA SELANGOR | Existing | RYB | 230/400 V | Unknown |  | LV LINE |  | 7X_300_1C_AL_PVC/PVC |  |  |  | 0.803 m |  | 7 | 0
380566534 | TNB | DISTRIBUTION | KUALA SELANGOR | Existing | RYB | 230/400 V | Unknown |  | LV LINE |  | 4X_300_1C_AL_PVC/PVC |  |  |  | 0.951 m |  | 4 | 0
380566657 | TNB | DISTRIBUTION | KUALA SELANGOR | Existing | RYB | 230/400 V | Unknown |  | LV LINE |  | 7X_300_1C_AL_PVC/PVC |  |  |  | 1.624 m |  | 7 | 0
380566773 | TNB | DISTRIBUTION | KUALA SELANGOR | Existing | RYB | 230/400 V | Unknown |  | LV LINE |  | 7X_300_1C_AL_PVC/PVC |  |  |  | 0.747 m |  | 7 | 0
380566889 | TNB | DISTRIBUTION | KUALA SELANGOR | Existing | RYB | 230/400 V | Unknown |  | LV LINE |  | 7X_500_1C_CU_PVC/PVC |  |  |  | 0.312 m |  | 7 | 0
380567266 | TNB | DISTRIBUTION | KUALA SELANGOR | Existing | RYB | 230/400 V | Unknown |  | LV LINE |  | 7X_300_1C_AL_PVC/PVC |  |  |  | 0.493 m |  | 7 | 0
380567269 | TNB | DISTRIBUTION | KUALA SELANGOR | Existing | RYB | 230/400 V | Unknown |  | LV LINE |  | 7X_500_1C_CU_PVC/PVC |  |  |  | 0.500 m |  | 7 | 0
380567498 | TNB | DISTRIBUTION | KUALA SELANGOR | Existing | RYB | 230/400 V | Unknown |  | LV LINE |  | 7X_500_1C_CU_PVC/PVC |  |  |  | 0.891 m |  | 7 | 0
380567501 | TNB | DISTRIBUTION | KUALA SELANGOR | Existing | RYB | 230/400 V | Unknown |  | LV LINE |  | 7X_500_1C_CU_PVC/PVC |  |  |  | 0.849 m |  | 7 | 0
380586105 | TNB | DISTRIBUTION | KUALA SELANGOR | Existing | RYB | 230/400 V |  |  | LV LINE |  | 7X_300_1C_AL_PVC/PVC |  |  |  | 1.249 m |  | 7 | 0
380587156 | TNB | DISTRIBUTION | KUALA SELANGOR | Existing | RYB | 230/400 V | Unknown |  | LV LINE |  | 7X_500_1C_CU_PVC/PVC |  |  |  | 0.359 m |  | 7 | 0
380658863 | TNB | DISTRIBUTION | KUALA SELANGOR | Existing | RYB | 230/400 V | Unknown |  | LV LINE |  | 7X_500_1C_CU_PVC/PVC |  |  |  | 0.332 m |  | 7 | 0
380659177 | TNB | DISTRIBUTION | KUALA SELANGOR | Existing | RYB | 230/400 V | Unknown |  | LV LINE |  | 7X_500_1C_CU_PVC/PVC |  |  |  | 0.244 m |  | 7 | 0
380659180 | TNB | DISTRIBUTION | KUALA SELANGOR | Existing | RYB | 230/400 V | Unknown |  | LV LINE |  | 7X_500_1C_CU_PVC/PVC |  |  |  | 0.239 m |  | 7 | 0
380659429 | TNB | DISTRIBUTION | KUALA SELANGOR | Existing | RYB | 230/400 V | Unknown |  | LV LINE |  | 7X_300_1C_AL_PVC/PVC |  |  |  | 0.219 m |  | 7 | 0
380659554 | TNB | DISTRIBUTION | KUALA SELANGOR | Existing | RYB | 230/400 V | Unknown |  | LV LINE |  | 7X_300_1C_AL_PVC/PVC |  |  |  | 0.223 m |  | 7 | 0
380659557 | TNB | DISTRIBUTION | KUALA SELANGOR | Existing | RYB | 230/400 V | Unknown |  | LV LINE |  | 7X_300_1C_AL_PVC/PVC |  |  |  | 0.220 m |  | 7 | 0
380671726 | TNB | DISTRIBUTION | KUALA SELANGOR | Existing | RYB | 230/400 V | Unknown |  | LV LINE |  | 7X_500_1C_CU_PVC/PVC |  |  |  | 1.146 m |  | 7 | 0
380672041 | TNB | DISTRIBUTION | KUALA SELANGOR | Existing | RYB | 230/400 V | Unknown |  | LV LINE |  | 7X_300_1C_AL_PVC/PVC |  |  |  | 0.687 m |  | 7 | 0
380672044 | TNB | DISTRIBUTION | KUALA SELANGOR | Existing | RYB | 230/400 V | Unknown |  | LV LINE |  | 7X_500_1C_CU_PVC/PVC |  |  |  | 0.647 m |  | 7 | 0
380672497 | TNB | DISTRIBUTION | KUALA SELANGOR | Existing | RYB | 230/400 V | Unknown |  | LV LINE |  | 7X_500_1C_CU_PVC/PVC |  |  |  | 0.683 m |  | 7 | 0
380672500 | TNB | DISTRIBUTION | KUALA SELANGOR | Existing | RYB | 230/400 V | Unknown |  | LV LINE |  | 7X_500_1C_CU_PVC/PVC |  |  |  | 0.700 m |  | 7 | 0
380672724 | TNB | DISTRIBUTION | KUALA SELANGOR | Existing | RYB | 230/400 V | Unknown |  | LV LINE |  | 7X_500_1C_CU_PVC/PVC |  |  |  | 1.082 m |  | 7 | 0
380672850 | TNB | DISTRIBUTION | KUALA SELANGOR | Existing | RYB | 230/400 V | Unknown |  | LV LINE |  | 7X_500_1C_CU_PVC/PVC |  |  |  | 0.983 m |  | 7 | 0
380672853 | TNB | DISTRIBUTION | KUALA SELANGOR | Existing | RYB | 230/400 V | Unknown |  | LV LINE |  | 7X_500_1C_CU_PVC/PVC |  |  |  | 0.983 m |  | 7 | 0
380673076 | TNB | DISTRIBUTION | KUALA SELANGOR | Existing | RYB | 230/400 V | Unknown |  | LV LINE |  | 7X_500_1C_CU_PVC/PVC |  |  |  | 0.975 m |  | 7 | 0
380673217 | TNB | DISTRIBUTION | KUALA SELANGOR | Existing | RYB | 230/400 V | Unknown |  | LV LINE |  | 7X_300_1C_AL_PVC/PVC |  |  |  | 0.740 m |  | 7 | 0
380673220 | TNB | DISTRIBUTION | KUALA SELANGOR | Existing | RYB | 230/400 V | Unknown |  | LV LINE |  | 7X_500_1C_CU_PVC/PVC |  |  |  | 0.717 m |  | 7 | 0
380673481 | TNB | DISTRIBUTION | KUALA SELANGOR | Existing | RYB | 230/400 V | Unknown |  | LV LINE |  | 7X_500_1C_CU_PVC/PVC |  |  |  | 1.233 m |  | 7 | 0
380673484 | TNB | DISTRIBUTION | KUALA SELANGOR | Existing | RYB | 230/400 V | Unknown |  | LV LINE |  | 7X_500_1C_CU_PVC/PVC |  |  |  | 1.222 m |  | 7 | 0
380673691 | TNB | DISTRIBUTION | KUALA SELANGOR | Existing | RYB | 230/400 V | Unknown |  | LV LINE |  | 7X_500_1C_CU_PVC/PVC |  |  |  | 0.837 m |  | 7 | 0
380673933 | TNB | DISTRIBUTION | KUALA SELANGOR | Existing | RYB | 230/400 V | Unknown |  | LV LINE |  | 7X_500_1C_CU_PVC/PVC |  |  |  | 1.180 m |  | 7 | 0
380673936 | TNB | DISTRIBUTION | KUALA SELANGOR | Existing | RYB | 230/400 V | Unknown |  | LV LINE |  | 7X_500_1C_CU_PVC/PVC |  |  |  | 1.211 m |  | 7 | 0
380674148 | TNB | DISTRIBUTION | KUALA SELANGOR | Existing | RYB | 230/400 V | Unknown |  | LV LINE |  | 7X_500_1C_CU_PVC/PVC |  |  |  | 0.917 m |  | 7 | 0
380674151 | TNB | DISTRIBUTION | KUALA SELANGOR | Existing | RYB | 230/400 V | Unknown |  | LV LINE |  | 7X_500_1C_CU_PVC/PVC |  |  |  | 0.936 m |  | 7 | 0
380674354 | TNB | DISTRIBUTION | KUALA SELANGOR | Existing | RYB | 230/400 V | Unknown |  | LV LINE |  | 7X_500_1C_CU_PVC/PVC |  |  |  | 1.083 m |  | 7 | 0
380674474 | TNB | DISTRIBUTION | KUALA SELANGOR | Existing | RYB | 230/400 V | Unknown |  | LV LINE |  | 7X_500_1C_CU_PVC/PVC |  |  |  | 0.796 m |  | 7 | 0
380674591 | TNB | DISTRIBUTION | KUALA SELANGOR | Existing | RYB | 230/400 V | Unknown |  | LV LINE |  | 7X_500_1C_CU_PVC/PVC |  |  |  | 1.219 m |  | 7 | 0
380674710 | TNB | DISTRIBUTION | KUALA SELANGOR | Existing | RYB | 230/400 V | Unknown |  | LV LINE |  | 7X_500_1C_CU_PVC/PVC |  |  |  | 0.942 m |  | 7 | 0
380674973 | TNB | DISTRIBUTION | KUALA SELANGOR | Existing | RYB | 230/400 V | Unknown |  | LV LINE |  | 7X_300_1C_AL_PVC/PVC |  |  |  | 0.780 m |  | 7 | 0
380675088 | TNB | DISTRIBUTION | KUALA SELANGOR | Existing | RYB | 230/400 V | Unknown |  | LV LINE |  | 7X_500_1C_CU_PVC/PVC |  |  |  | 1.085 m |  | 7 | 0
380675205 | TNB | DISTRIBUTION | KUALA SELANGOR | Existing | RYB | 230/400 V | Unknown |  | LV LINE |  | 7X_500_1C_CU_PVC/PVC |  |  |  | 1.337 m |  | 7 | 0
380675322 | TNB | DISTRIBUTION | KUALA SELANGOR | Existing | RYB | 230/400 V | Unknown |  | LV LINE |  | 7X_500_1C_CU_PVC/PVC |  |  |  | 1.195 m |  | 7 | 0
380675438 | TNB | DISTRIBUTION | KUALA SELANGOR | Existing | RYB | 230/400 V | Unknown |  | LV LINE |  | 7X_500_1C_CU_PVC/PVC |  |  |  | 1.214 m |  | 7 | 0
380675554 | TNB | DISTRIBUTION | KUALA SELANGOR | Existing | RYB | 230/400 V | Unknown |  | LV LINE |  | 7X_500_1C_CU_PVC/PVC |  |  |  | 0.885 m |  | 7 | 0
380675670 | TNB | DISTRIBUTION | KUALA SELANGOR | Existing | RYB | 230/400 V | Unknown |  | LV LINE |  | 7X_500_1C_CU_PVC/PVC |  |  |  | 1.350 m |  | 7 | 0
380675786 | TNB | DISTRIBUTION | KUALA SELANGOR | Existing | RYB | 230/400 V | Unknown |  | LV LINE |  | 7X_500_1C_CU_PVC/PVC |  |  |  | 1.329 m |  | 7 | 0
380675900 | TNB | DISTRIBUTION | KUALA SELANGOR | Existing | RYB | 230/400 V | Unknown |  | LV LINE |  | 7X_300_1C_AL_PVC/PVC |  |  |  | 1.120 m |  | 7 | 0
380676224 | TNB | DISTRIBUTION | KUALA SELANGOR | Existing | RYB | 230/400 V | Unknown |  | LV LINE |  | 7X_300_1C_AL_PVC/PVC |  |  |  | 0.554 m |  | 7 | 0
380942249 | TNB | DISTRIBUTION | KUALA SELANGOR | Existing | RYB | 230/400 V | Unknown |  | LV LINE |  | 7X_500_1C_CU_PVC/PVC |  |  |  | 0.901 m |  | 7 | 0
380942371 | TNB | DISTRIBUTION | KUALA SELANGOR | Existing | RYB | 230/400 V | Unknown |  | LV LINE |  | 7X_300_1C_AL_PVC/PVC |  |  |  | 1.117 m |  | 7 | 0
380942498 | TNB | DISTRIBUTION | KUALA SELANGOR | Existing | RYB | 230/400 V | Unknown |  | LV LINE |  | 7X_300_1C_AL_PVC/PVC |  |  |  | 1.281 m |  | 7 | 0
380942622 | TNB | DISTRIBUTION | KUALA SELANGOR | Existing | RYB | 230/400 V | Unknown |  | LV LINE |  | 7X_500_1C_CU_PVC/PVC |  |  |  | 0.972 m |  | 7 | 0
380942745 | TNB | DISTRIBUTION | KUALA SELANGOR | Existing | RYB | 230/400 V | Unknown |  | LV LINE |  | 7X_500_1C_CU_PVC/PVC |  |  |  | 0.816 m |  | 7 | 0
380942981 | TNB | DISTRIBUTION | KUALA SELANGOR | Existing | RYB | 230/400 V | Unknown |  | LV LINE |  | 7X_300_1C_AL_PVC/PVC |  |  |  | 1.204 m |  | 7 | 0
380943117 | TNB | DISTRIBUTION | KUALA SELANGOR | Existing | RYB | 230/400 V | Unknown |  | LV LINE |  | 7X_300_1C_AL_PVC/PVC |  |  |  | 1.267 m |  | 7 | 0
380943250 | TNB | DISTRIBUTION | KUALA SELANGOR | Existing | RYB | 230/400 V | Unknown |  | LV LINE |  | 7X_300_1C_AL_PVC/PVC |  |  |  | 0.917 m |  | 7 | 0
380943374 | TNB | DISTRIBUTION | KUALA SELANGOR | Existing | RYB | 230/400 V | Unknown |  | LV LINE |  | 7X_500_1C_CU_PVC/PVC |  |  |  | 0.905 m |  | 7 | 0
380943505 | TNB | DISTRIBUTION | KUALA SELANGOR | Existing | RYB | 230/400 V | Unknown |  | LV LINE |  | 7X_300_1C_AL_PVC/PVC |  |  |  | 1.076 m |  | 7 | 0
380943629 | TNB | DISTRIBUTION | KUALA SELANGOR | Existing | RYB | 230/400 V | Unknown |  | LV LINE |  | 4X_300_1C_AL_PVC/PVC |  |  |  | 1.145 m |  | 4 | 0
380943780 | TNB | DISTRIBUTION | KUALA SELANGOR | Existing | RYB | 230/400 V | Unknown |  | LV LINE |  | 7X_300_1C_AL_PVC/PVC |  |  |  | 0.799 m |  | 7 | 0
380944007 | TNB | DISTRIBUTION | KUALA SELANGOR | Existing | RYB | 230/400 V | Unknown |  | LV LINE |  | 7X_300_1C_AL_PVC/PVC |  |  |  | 1.192 m |  | 7 | 0
380944179 | TNB | DISTRIBUTION | KUALA SELANGOR | Existing | RYB | 230/400 V | Unknown |  | LV LINE |  | 7X_500_1C_CU_PVC/PVC |  |  |  | 0.651 m |  | 7 | 0
380944714 | TNB | DISTRIBUTION | KUALA SELANGOR | Existing | RYB | 230/400 V | Unknown |  | LV LINE |  | 7X_500_1C_CU_PVC/PVC |  |  |  | 0.643 m |  | 7 | 0
380944891 | TNB | DISTRIBUTION | KUALA SELANGOR | Existing | RYB | 230/400 V | Unknown |  | LV LINE |  | 7X_500_1C_CU_PVC/PVC |  |  |  | 1.178 m |  | 7 | 0
380972363 | TNB | DISTRIBUTION | KUALA SELANGOR | Existing | RYB | 230/400 V | Unknown |  | LV LINE |  | 7X_500_1C_CU_PVC/PVC |  |  |  | 0.314 m |  | 7 | 0
380972490 | TNB | DISTRIBUTION | KUALA SELANGOR | Existing | RYB | 230/400 V | Unknown |  | LV LINE |  | 7X_500_1C_CU_PVC/PVC |  |  |  | 0.233 m |  | 7 | 0
380972616 | TNB | DISTRIBUTION | KUALA SELANGOR | Existing | RYB | 230/400 V | Unknown |  | LV LINE |  | 7X_500_1C_CU_PVC/PVC |  |  |  | 0.255 m |  | 7 | 0
380972744 | TNB | DISTRIBUTION | KUALA SELANGOR | Existing | RYB | 230/400 V | Unknown |  | LV LINE |  | 7X_500_1C_CU_PVC/PVC |  |  |  | 4.774 m |  | 7 | 0
380972871 | TNB | DISTRIBUTION | KUALA SELANGOR | Existing | RYB | 230/400 V | Unknown |  | LV LINE |  | 7X_300_1C_AL_PVC/PVC |  |  |  | 0.230 m |  | 7 | 0
380972997 | TNB | DISTRIBUTION | KUALA SELANGOR | Existing | RYB | 230/400 V | Unknown |  | LV LINE |  | 7X_300_1C_AL_PVC/PVC |  |  |  | 0.308 m |  | 7 | 0
380973145 | TNB | DISTRIBUTION | KUALA SELANGOR | Existing | RYB | 230/400 V | Unknown |  | LV LINE |  | 7X_300_1C_AL_PVC/PVC |  |  |  | 0.361 m |  | 7 | 0
380973300 | TNB | DISTRIBUTION | KUALA SELANGOR | Existing | RYB | 230/400 V | Unknown |  | LV LINE |  | 7X_500_1C_CU_PVC/PVC |  |  |  | 0.340 m |  | 7 | 0
380973514 | TNB | DISTRIBUTION | KUALA SELANGOR | Existing | RYB | 230/400 V | Unknown |  | LV LINE |  | 7X_500_1C_CU_PVC/PVC |  |  |  | 0.303 m |  | 7 | 0
380973646 | TNB | DISTRIBUTION | KUALA SELANGOR | Existing | RYB | 230/400 V | Unknown |  | LV LINE |  | 7X_300_1C_AL_PVC/PVC |  |  |  | 0.346 m |  | 7 | 0
380973769 | TNB | DISTRIBUTION | KUALA SELANGOR | Existing | RYB | 230/400 V | Unknown |  | LV LINE |  | 7X_300_1C_AL_PVC/PVC |  |  |  | 0.292 m |  | 7 | 0
380973903 | TNB | DISTRIBUTION | KUALA SELANGOR | Existing | RYB | 230/400 V | Unknown |  | LV LINE |  | 7X_300_1C_AL_PVC/PVC |  |  |  | 0.222 m |  | 7 | 0
380980956 | TNB | DISTRIBUTION | KUALA SELANGOR | Existing | RYB | 230/400 V | Unknown |  | LV LINE |  | 7X_500_1C_CU_PVC/PVC |  |  |  | 0.513 m |  | 7 | 0
380981197 | TNB | DISTRIBUTION | KUALA SELANGOR | Existing | RYB | 230/400 V | Unknown |  | LV LINE |  | 7X_300_1C_AL_PVC/PVC |  |  |  | 0.341 m |  | 7 | 0
380981331 | TNB | DISTRIBUTION | KUALA SELANGOR | Existing | RYB | 230/400 V | Unknown |  | LV LINE |  | 4X_300_1C_AL_PVC/PVC |  |  |  | 0.466 m |  | 4 | 0
380981454 | TNB | DISTRIBUTION | KUALA SELANGOR | Existing | RYB | 230/400 V | Unknown |  | LV LINE |  | 7X_300_1C_AL_PVC/PVC |  |  |  | 0.379 m |  | 7 | 0
380981649 | TNB | DISTRIBUTION | KUALA SELANGOR | Existing | RYB | 230/400 V | Unknown |  | LV LINE |  | 7X_300_1C_AL_PVC/PVC |  |  |  | 0.318 m |  | 7 | 0
380998065 | TNB | DISTRIBUTION | KUALA SELANGOR | Existing | RYB | 230/400 V | Unknown |  | LV LINE |  | 7X_500_1C_AL_PVC/PVC |  |  |  | 0.697 m |  | 7 | 0
380998284 | TNB | DISTRIBUTION | KUALA SELANGOR | Existing | RYB | 230/400 V | Unknown |  | LV LINE |  | 7X_500_1C_AL_PVC/PVC |  |  |  | 0.436 m |  | 7 | 0
380998417 | TNB | DISTRIBUTION | KUALA SELANGOR | Existing | RYB | 230/400 V | Unknown |  | LV LINE |  | 7X_300_1C_AL_PVC/PVC |  |  |  | 0.670 m |  | 7 | 0
380998594 | TNB | DISTRIBUTION | KUALA SELANGOR | Existing | RYB | 230/400 V | Unknown |  | LV LINE |  | 7X_500_1C_AL_PVC/PVC |  |  |  | 0.419 m |  | 7 | 0
380998722 | TNB | DISTRIBUTION | KUALA SELANGOR | Existing | RYB | 230/400 V | Unknown |  | LV LINE |  | 7X_500_1C_CU_PVC/PVC |  |  |  | 0.358 m |  | 7 | 0
381002352 | TNB | DISTRIBUTION | KUALA SELANGOR | Existing | RYB | 230/400 V | Unknown |  | LV LINE |  | 7X_500_1C_CU_PVC/PVC |  |  |  | 0.536 m |  | 7 | 0
381002487 | TNB | DISTRIBUTION | KUALA SELANGOR | Existing | RYB | 230/400 V | Unknown |  | LV LINE |  | 7X_500_1C_CU_PVC/PVC |  |  |  | 0.380 m |  | 7 | 0
381002643 | TNB | DISTRIBUTION | KUALA SELANGOR | Existing | RYB | 230/400 V | Unknown |  | LV LINE |  | 7X_500_1C_CU_PVC/PVC |  |  |  | 0.267 m |  | 7 | 0
381002646 | TNB | DISTRIBUTION | KUALA SELANGOR | Existing | RYB | 230/400 V | Unknown |  | LV LINE |  | 7X_500_1C_CU_PVC/PVC |  |  |  | 0.243 m |  | 7 | 0
381015234 | TNB | DISTRIBUTION | KUALA SELANGOR | Existing | RYB | 230/400 V | Unknown |  | LV LINE |  | 7X_300_1C_AL_PVC/PVC |  |  |  | 0.060 m |  | 7 | 0
381015364 | TNB | DISTRIBUTION | KUALA SELANGOR | Existing | RYB | 230/400 V | Unknown |  | LV LINE |  | 7X_300_1C_AL_PVC/PVC |  |  |  | 0.060 m |  | 7 | 0
381015493 | TNB | DISTRIBUTION | KUALA SELANGOR | Existing | RYB | 230/400 V | NO | Class C | LV LINE |  | 7X_300_1C_AL_PVC/PVC |  |  |  | 0.060 m |  | 7 | 0
381015623 | TNB | DISTRIBUTION | KUALA SELANGOR | Existing | RYB | 230/400 V | Unknown |  | LV LINE |  | 7X_500_1C_CU_PVC/PVC |  |  |  | 0.060 m |  | 7 | 0
381015744 | TNB | DISTRIBUTION | KUALA SELANGOR | Existing | RYB | 230/400 V | Unknown |  | LV LINE |  | 7X_300_1C_AL_PVC/PVC |  |  |  | 0.060 m |  | 7 | 0
381015858 | TNB | DISTRIBUTION | KUALA SELANGOR | Existing | RYB | 230/400 V | Unknown |  | LV LINE |  | 7X_300_1C_AL_PVC/PVC |  |  |  | 0.060 m |  | 7 | 0
381016001 | TNB | DISTRIBUTION | KUALA SELANGOR | Existing | RYB | 230/400 V | Unknown |  | LV LINE |  | 7X_500_1C_CU_PVC/PVC |  |  |  | 0.060 m |  | 7 | 0
381016549 | TNB | DISTRIBUTION | KUALA SELANGOR | Existing | RYB | 230/400 V | Unknown |  | LV LINE |  | 7X_500_1C_CU_PVC/PVC |  |  |  | 0.172 m |  | 7 | 0
381016552 | TNB | DISTRIBUTION | KUALA SELANGOR | Existing | RYB | 230/400 V | Unknown |  | LV LINE |  | 7X_500_1C_CU_PVC/PVC |  |  |  | 0.164 m |  | 7 | 0
381198206 | TNB | DISTRIBUTION | KUALA SELANGOR | Existing | RYB | 230/400 V | Unknown |  | LV LINE |  | 4X_300_1C_AL_PVC/PVC |  |  |  | 0.392 m |  | 4 | 0
381198341 | TNB | DISTRIBUTION | KUALA SELANGOR | Existing | RYB | 230/400 V | Unknown |  | LV LINE |  | 4X_300_1C_AL_PVC/PVC |  |  |  | 0.315 m |  | 4 | 0
381201246 | TNB | DISTRIBUTION | KUALA SELANGOR | Existing | RYB | 230/400 V | Unknown |  | LV LINE |  | 7X_300_1C_AL_PVC/PVC |  |  |  | 0.060 m |  | 7 | 0
381201379 | TNB | DISTRIBUTION | KUALA SELANGOR | Existing | RYB | 230/400 V | Unknown |  | LV LINE |  | 7X_300_1C_AL_PVC/PVC |  |  |  | 0.060 m |  | 7 | 0
381201506 | TNB | DISTRIBUTION | KUALA SELANGOR | Existing | RYB | 230/400 V | Unknown |  | LV LINE |  | 4X_300_1C_AL_PVC/PVC |  |  |  | 0.060 m |  | 4 | 0
381201633 | TNB | DISTRIBUTION | KUALA SELANGOR | Existing | RYB | 230/400 V | Unknown |  | LV LINE |  | 4X_300_1C_AL_PVC/PVC |  |  |  | 0.060 m |  | 4 | 0
381201760 | TNB | DISTRIBUTION | KUALA SELANGOR | Existing | RYB | 230/400 V | Unknown |  | LV LINE |  | 4X_300_1C_AL_PVC/PVC |  |  |  | 0.060 m |  | 4 | 0
381201917 | TNB | DISTRIBUTION | KUALA SELANGOR | Existing | RYB | 230/400 V | Unknown |  | LV LINE |  | 7X_300_1C_AL_PVC/PVC |  |  |  | 0.060 m |  | 7 | 0
381202044 | TNB | DISTRIBUTION | KUALA SELANGOR | Existing | RYB | 230/400 V | Unknown |  | LV LINE |  | 7X_300_1C_AL_PVC/PVC |  |  |  | 0.060 m |  | 7 | 0
381202321 | TNB | DISTRIBUTION | KUALA SELANGOR | Existing | RYB | 230/400 V | Unknown |  | LV LINE |  | 7X_300_1C_AL_PVC/PVC |  |  |  | 0.060 m |  | 7 | 0
381202456 | TNB | DISTRIBUTION | KUALA SELANGOR | Existing | RYB | 230/400 V | Unknown |  | LV LINE |  | 7X_300_1C_AL_PVC/PVC |  |  |  | 0.060 m |  | 7 | 0
381202606 | TNB | DISTRIBUTION | KUALA SELANGOR | Existing | RYB | 230/400 V | Unknown |  | LV LINE |  | 7X_300_1C_AL_PVC/PVC |  |  |  | 0.060 m |  | 7 | 0
381278263 | TNB | DISTRIBUTION | KUALA SELANGOR | Existing | RYB | 230/400 V |  |  | SERVICE LINE |  | 70_4C_AL_XLPE |  |  |  | 2.955 m |  | 4 | 0
381278268 | TNB | DISTRIBUTION | KUALA SELANGOR | Existing | RYB | 230/400 V |  |  | SERVICE LINE |  | 70_4C_AL_XLPE |  |  |  | 0.817 m |  | 4 | 0
381278278 | TNB | DISTRIBUTION | KUALA SELANGOR | Existing | RYB | 230/400 V |  |  | LV LINE |  | 185_4C_AL_PILC |  |  |  | 228.200 m |  | 4 | 0
381278289 | TNB | DISTRIBUTION | KUALA SELANGOR | Existing | RYB | 230/400 V |  |  | LV LINE |  | 185_4C_AL_XLPE |  |  |  | 150.239 m |  | 4 | 0
381278294 | TNB | DISTRIBUTION | KUALA SELANGOR | Existing | RYB | 230/400 V |  |  | LV LINE |  | 185_4C_AL_XLPE |  |  |  | 149.217 m |  | 4 | 0
381278299 | TNB | DISTRIBUTION | KUALA SELANGOR | Existing | RYB | 230/400 V |  |  | LV LINE |  | 185_4C_AL_XLPE |  |  |  | 108.724 m |  | 4 | 0
381278304 | TNB | DISTRIBUTION | KUALA SELANGOR | Existing | RYB | 230/400 V |  |  | LV LINE |  | 185_4C_AL_XLPE |  |  |  | 147.776 m |  | 4 | 0
381278309 | TNB | DISTRIBUTION | KUALA SELANGOR | Existing | RYB | 230/400 V |  |  | LV LINE |  | 185_4C_AL_XLPE |  |  |  | 33.344 m |  | 4 | 0
381278314 | TNB | DISTRIBUTION | KUALA SELANGOR | Existing | RYB | 230/400 V |  |  | LV LINE |  | 185_4C_AL_XLPE |  |  |  | 31.127 m |  | 4 | 0
381278319 | TNB | DISTRIBUTION | KUALA SELANGOR | Existing | RYB | 230/400 V |  |  | LV LINE |  | 70_4C_AL_XLPE |  |  |  | 42.420 m |  | 4 | 0
381278324 | TNB | DISTRIBUTION | KUALA SELANGOR | Existing | RYB | 230/400 V |  |  | SERVICE LINE |  | 185_4C_AL_XLPE |  |  |  | 43.716 m |  | 4 | 0
381278329 | TNB | DISTRIBUTION | KUALA SELANGOR | Existing | RYB | 230/400 V |  |  | SERVICE LINE |  | 185_4C_AL_XLPE |  |  |  | 16.902 m |  | 4 | 0
381278334 | TNB | DISTRIBUTION | KUALA SELANGOR | Existing | RYB | 230/400 V |  |  | LV LINE |  | 185_4C_AL_PILC |  |  |  | 34.854 m |  | 4 | 0
381278339 | TNB | DISTRIBUTION | KUALA SELANGOR | Existing | RYB | 230/400 V |  |  | SERVICE LINE |  | 25_4C_AL_XLPE |  |  |  | 9.085 m |  | 4 | 0
381278344 | TNB | DISTRIBUTION | KUALA SELANGOR | Existing | RYB | 230/400 V |  |  | SERVICE LINE |  | 25_4C_AL_XLPE |  |  |  | 2.648 m |  | 4 | 0
381278349 | TNB | DISTRIBUTION | KUALA SELANGOR | Existing | RYB | 230/400 V |  |  | SERVICE LINE |  | 25_4C_AL_XLPE |  |  |  | 3.308 m |  | 4 | 0
381278354 | TNB | DISTRIBUTION | KUALA SELANGOR | Existing | RYB | 230/400 V |  |  | SERVICE LINE |  | 25_4C_AL_XLPE |  |  |  | 1.056 m |  | 4 | 0
381278364 | TNB | DISTRIBUTION | KUALA SELANGOR | Existing | RYB | 230/400 V |  |  | SERVICE LINE |  | 25_4C_AL_XLPE |  |  |  | 2.171 m |  | 4 | 0
381278369 | TNB | DISTRIBUTION | KUALA SELANGOR | Existing | RYB | 230/400 V |  |  | SERVICE LINE |  | 25_4C_AL_XLPE |  |  |  | 1.152 m |  | 4 | 0
381278374 | TNB | DISTRIBUTION | KUALA SELANGOR | Existing | RYB | 230/400 V |  |  | LV LINE |  | 25_4C_AL_XLPE |  |  |  | 14.056 m |  | 4 | 0
381278379 | TNB | DISTRIBUTION | KUALA SELANGOR | Existing | RYB | 230/400 V |  |  | SERVICE LINE |  | 185_4C_AL_XLPE |  |  |  | 6.152 m |  | 4 | 0
381278384 | TNB | DISTRIBUTION | KUALA SELANGOR | Existing | RYB | 230/400 V |  |  | SERVICE LINE |  | 185_4C_AL_XLPE |  |  |  | 31.082 m |  | 4 | 0
381278389 | TNB | DISTRIBUTION | KUALA SELANGOR | Existing | RYB | 230/400 V |  |  | SERVICE LINE |  | 185_4C_AL_XLPE |  |  |  | 46.273 m |  | 4 | 0
381278394 | TNB | DISTRIBUTION | KUALA SELANGOR | Existing | RYB | 230/400 V |  |  | SERVICE LINE |  | 185_4C_AL_XLPE |  |  |  | 79.014 m |  | 4 | 0
381278557 | TNB | DISTRIBUTION | KUALA SELANGOR | Existing | RYB | 230/400 V |  |  | LV LINE |  | 185_4C_AL_XLPE |  |  |  | 182.983 m |  | 4 | 0
381278567 | TNB | DISTRIBUTION | KUALA SELANGOR | Existing | RYB | 230/400 V |  |  | LV LINE |  | 185_4C_AL_XLPE |  |  |  | 303.576 m |  | 4 | 0
381278572 | TNB | DISTRIBUTION | KUALA SELANGOR | Existing | RYB | 230/400 V |  |  | LV LINE |  | 185_4C_AL_XLPE |  |  |  | 72.958 m |  | 4 | 0
381278592 | TNB | DISTRIBUTION | KUALA SELANGOR | Existing | RYB | 230/400 V |  |  | LV LINE |  | 185_4C_AL_XLPE |  |  |  | 23.422 m |  | 4 | 0
381278597 | TNB | DISTRIBUTION | KUALA SELANGOR | Existing | RYB | 230/400 V |  |  | SERVICE LINE |  | 25_4C_AL_XLPE |  |  |  | 19.383 m |  | 4 | 0
381278602 | TNB | DISTRIBUTION | KUALA SELANGOR | Existing | RYB | 230/400 V |  |  | SERVICE LINE |  | 25_4C_AL_XLPE |  |  |  | 1.499 m |  | 4 | 0
381278607 | TNB | DISTRIBUTION | KUALA SELANGOR | Existing | RYB | 230/400 V |  |  | SERVICE LINE |  | 25_4C_AL_XLPE |  |  |  | 12.196 m |  | 4 | 0
381278608 | TNB | DISTRIBUTION | KUALA SELANGOR | Existing | RYB | 230/400 V |  |  | SERVICE LINE |  | 25_4C_AL_XLPE |  |  |  | 1.492 m |  | 4 | 0
381278609 | TNB | DISTRIBUTION | KUALA SELANGOR | Existing | RYB | 230/400 V |  |  | LV LINE |  | 185_4C_AL_XLPE |  |  |  | 224.421 m | UG 185XLPE | 4 | 0
381278614 | TNB | DISTRIBUTION | KUALA SELANGOR | Existing | RYB | 230/400 V |  |  | LV LINE |  | 185_4C_AL_XLPE |  |  |  | 75.633 m |  | 4 | 0
381278619 | TNB | DISTRIBUTION | KUALA SELANGOR | Existing | RYB | 230/400 V |  |  | SERVICE LINE |  | 25_4C_AL_XLPE |  |  |  | 17.480 m |  | 4 | 0
381278624 | TNB | DISTRIBUTION | KUALA SELANGOR | Existing | RYB | 230/400 V |  |  | SERVICE LINE |  | 25_4C_AL_XLPE |  |  |  | 1.217 m |  | 4 | 0
381278629 | TNB | DISTRIBUTION | KUALA SELANGOR | Existing | RYB | 230/400 V |  |  | LV LINE |  | 185_4C_AL_XLPE |  |  |  | 101.943 m |  | 4 | 0
381278634 | TNB | DISTRIBUTION | KUALA SELANGOR | Existing | RYB | 230/400 V |  |  | LV LINE |  | 185_4C_AL_XLPE |  |  |  | 260.190 m |  | 4 | 0
381278639 | TNB | DISTRIBUTION | KUALA SELANGOR | Existing | RYB | 230/400 V |  |  | LV LINE |  | 185_4C_AL_XLPE |  |  |  | 62.954 m |  | 4 | 0
381278649 | TNB | DISTRIBUTION | KUALA SELANGOR | Existing | RYB | 230/400 V |  |  | LV LINE |  | 185_4C_AL_XLPE |  |  |  | 51.212 m |  | 4 | 0
381278654 | TNB | DISTRIBUTION | KUALA SELANGOR | Existing | RYB | 230/400 V |  |  | LV LINE |  | 185_4C_AL_XLPE |  |  |  | 53.016 m |  | 4 | 0
381278664 | TNB | DISTRIBUTION | KUALA SELANGOR | Existing | RYB | 230/400 V |  |  | LV LINE |  | 185_4C_AL_XLPE |  |  |  | 27.335 m |  | 4 | 0
381278669 | TNB | DISTRIBUTION | KUALA SELANGOR | Existing | RYB | 230/400 V |  |  | LV LINE |  | 185_4C_AL_XLPE |  |  |  | 3.378 m |  | 4 | 0
381278674 | TNB | DISTRIBUTION | KUALA SELANGOR | Existing | RYB | 230/400 V |  |  | LV LINE |  | 185_4C_AL_XLPE |  |  |  | 3.403 m |  | 4 | 0
381278679 | TNB | DISTRIBUTION | KUALA SELANGOR | Existing | RYB | 230/400 V |  |  | LV LINE |  | 185_4C_AL_XLPE |  |  |  | 20.187 m |  | 4 | 0
381278684 | TNB | DISTRIBUTION | KUALA SELANGOR | Existing | RYB | 230/400 V |  |  | LV LINE |  | 185_4C_AL_XLPE |  |  |  | 20.072 m |  | 4 | 0
381278689 | TNB | DISTRIBUTION | KUALA SELANGOR | Existing | RYB | 230/400 V |  |  | LV LINE |  | 185_4C_AL_XLPE |  |  |  | 16.546 m |  | 4 | 0
381278694 | TNB | DISTRIBUTION | KUALA SELANGOR | Existing | RYB | 230/400 V |  |  | SERVICE LINE |  | 70_4C_AL_XLPE |  |  |  | 19.126 m |  | 4 | 0
381278699 | TNB | DISTRIBUTION | KUALA SELANGOR | Existing | RYB | 230/400 V |  |  | SERVICE LINE |  | 70_4C_AL_XLPE |  |  |  | 1.035 m |  | 4 | 0
381278704 | TNB | DISTRIBUTION | KUALA SELANGOR | Existing | RYB | 230/400 V |  |  | SERVICE LINE |  | 25_4C_AL_XLPE |  |  |  | 66.658 m |  | 4 | 0
381278709 | TNB | DISTRIBUTION | KUALA SELANGOR | Existing | RYB | 230/400 V |  |  | SERVICE LINE |  | 25_4C_AL_XLPE |  |  |  | 5.254 m |  | 4 | 0
381278714 | TNB | DISTRIBUTION | KUALA SELANGOR | Existing | RYB | 230/400 V |  |  | LV LINE |  | 185_4C_AL_XLPE |  |  |  | 51.307 m |  | 4 | 0
381278719 | TNB | DISTRIBUTION | KUALA SELANGOR | Existing | RYB | 230/400 V |  |  | LV LINE |  | 185_4C_AL_XLPE |  |  |  | 51.467 m |  | 4 | 0
381278724 | TNB | DISTRIBUTION | KUALA SELANGOR | Existing | RYB | 230/400 V |  |  | LV LINE |  | 185_4C_AL_XLPE |  |  |  | 28.147 m |  | 4 | 0
381278729 | TNB | DISTRIBUTION | KUALA SELANGOR | Existing | RYB | 230/400 V |  |  | LV LINE |  | 185_4C_AL_XLPE |  |  |  | 24.383 m |  | 4 | 0
381278739 | TNB | DISTRIBUTION | KUALA SELANGOR | Existing | RYB | 230/400 V |  |  | SERVICE LINE |  | 185_4C_AL_XLPE |  |  |  | 110.164 m |  | 4 | 0
381278744 | TNB | DISTRIBUTION | KUALA SELANGOR | Existing | RYB | 230/400 V |  |  | SERVICE LINE |  | 25_4C_AL_XLPE |  |  |  | 5.415 m |  | 4 | 0
381278749 | TNB | DISTRIBUTION | KUALA SELANGOR | Existing | RYB | 230/400 V |  |  | SERVICE LINE |  | 25_4C_AL_XLPE |  |  |  | 4.585 m |  | 4 | 0
381278754 | TNB | DISTRIBUTION | KUALA SELANGOR | Existing | RYB | 230/400 V |  |  | SERVICE LINE |  | 25_4C_AL_XLPE |  |  |  | 8.902 m |  | 4 | 0
381278759 | TNB | DISTRIBUTION | KUALA SELANGOR | Existing | RYB | 230/400 V |  |  | SERVICE LINE |  | 25_4C_AL_XLPE |  |  |  | 5.048 m |  | 4 | 0
381278764 | TNB | DISTRIBUTION | KUALA SELANGOR | Existing | RYB | 230/400 V |  |  | LV LINE |  | 25_4C_AL_XLPE |  |  |  | 37.134 m |  | 4 | 0
381278774 | TNB | DISTRIBUTION | KUALA SELANGOR | Existing | RYB | 230/400 V |  |  | SERVICE LINE |  | 25_4C_AL_XLPE |  |  |  | 2.682 m |  | 4 | 0
381278775 | TNB | DISTRIBUTION | KUALA SELANGOR | Existing | RYB | 230/400 V |  |  | SERVICE LINE |  | 25_4C_AL_XLPE |  |  |  | 1.933 m |  | 4 | 0
381278776 | TNB | DISTRIBUTION | KUALA SELANGOR | Existing | RYB | 230/400 V |  |  | SERVICE LINE |  | 25_4C_AL_XLPE |  |  |  | 14.035 m |  | 4 | 0
381278781 | TNB | DISTRIBUTION | KUALA SELANGOR | Existing | RYB | 230/400 V |  |  | SERVICE LINE |  | 25_4C_AL_XLPE |  |  |  | 2.060 m |  | 4 | 0
381278786 | TNB | DISTRIBUTION | KUALA SELANGOR | Existing | RYB | 230/400 V |  |  | LV LINE |  | 185_4C_AL_XLPE |  |  |  | 26.305 m |  | 4 | 0
381278791 | TNB | DISTRIBUTION | KUALA SELANGOR | Existing | RYB | 230/400 V |  |  | LV LINE |  | 185_4C_AL_XLPE |  |  |  | 22.700 m |  | 4 | 0
381278796 | TNB | DISTRIBUTION | KUALA SELANGOR | Existing | RYB | 230/400 V |  |  | LV LINE |  | 185_4C_AL_XLPE |  |  |  | 23.302 m |  | 4 | 0
381278801 | TNB | DISTRIBUTION | KUALA SELANGOR | Existing | RYB | 230/400 V |  |  | SERVICE LINE |  | 25_4C_AL_XLPE |  |  |  | 7.461 m |  | 4 | 0
381278806 | TNB | DISTRIBUTION | KUALA SELANGOR | Existing | RYB | 230/400 V |  |  | SERVICE LINE |  | 25_4C_AL_XLPE |  |  |  | 1.789 m |  | 4 | 0
381278811 | TNB | DISTRIBUTION | KUALA SELANGOR | Existing | RYB | 230/400 V |  |  | SERVICE LINE |  | 25_4C_AL_XLPE |  |  |  | 3.818 m |  | 4 | 0
381278816 | TNB | DISTRIBUTION | KUALA SELANGOR | Existing | RYB | 230/400 V |  |  | SERVICE LINE |  | 25_4C_AL_XLPE |  |  |  | 1.906 m |  | 4 | 0
381278821 | TNB | DISTRIBUTION | KUALA SELANGOR | Existing | RYB | 230/400 V |  |  | SERVICE LINE |  | 25_4C_AL_XLPE |  |  |  | 2.310 m |  | 4 | 0
381278826 | TNB | DISTRIBUTION | KUALA SELANGOR | Existing | RYB | 230/400 V |  |  | SERVICE LINE |  | 25_4C_AL_XLPE |  |  |  | 1.823 m |  | 4 | 0
381278837 | TNB | DISTRIBUTION | KUALA SELANGOR | Existing | RYB | 230/400 V |  |  | LV LINE |  | 185_4C_AL_PILC |  |  |  | 774.999 m |  | 4 | 0
381278847 | TNB | DISTRIBUTION | KUALA SELANGOR | Existing | RYB | 230/400 V |  |  | LV LINE |  | 185_4C_AL_XLPE |  |  |  | 9.740 m |  | 4 | 0
381278852 | TNB | DISTRIBUTION | KUALA SELANGOR | Existing | RYB | 230/400 V |  |  | LV LINE |  | 185_4C_AL_XLPE |  |  |  | 12.271 m |  | 4 | 0
381278857 | TNB | DISTRIBUTION | KUALA SELANGOR | Existing | RYB | 230/400 V |  |  | SERVICE LINE |  | 25_4C_AL_XLPE |  |  |  | 4.415 m |  | 4 | 0
381278862 | TNB | DISTRIBUTION | KUALA SELANGOR | Existing | RYB | 230/400 V |  |  | SERVICE LINE |  | 25_4C_AL_XLPE |  |  |  | 1.280 m |  | 4 | 0
381278867 | TNB | DISTRIBUTION | KUALA SELANGOR | Existing | RYB | 230/400 V |  |  | LV LINE |  | 185_4C_AL_PILC |  |  |  | 66.210 m |  | 4 | 0
381278872 | TNB | DISTRIBUTION | KUALA SELANGOR | Existing | RYB | 230/400 V |  |  | LV LINE |  | 185_4C_AL_XLPE |  |  |  | 68.091 m |  | 4 | 0
381278877 | TNB | DISTRIBUTION | KUALA SELANGOR | Existing | RYB | 230/400 V |  |  | LV LINE |  | 185_4C_AL_PILC |  |  |  | 146.333 m |  | 4 | 0
381278882 | TNB | DISTRIBUTION | KUALA SELANGOR | Existing | RYB | 230/400 V |  |  | LV LINE |  | 185_4C_AL_PILC |  |  |  | 83.796 m | UG185PILC | 4 | 0
381278887 | TNB | DISTRIBUTION | KUALA SELANGOR | Existing | RYB | 230/400 V |  |  | LV LINE |  | 185_4C_AL_PILC |  |  |  | 30.681 m |  | 4 | 0
381278888 | TNB | DISTRIBUTION | KUALA SELANGOR | Existing | RYB | 230/400 V |  |  | LV LINE |  | 70_4C_AL_PILC |  |  |  | 80.594 m |  | 4 | 0
381278893 | TNB | DISTRIBUTION | KUALA SELANGOR | Existing | RYB | 230/400 V |  |  | LV LINE |  | 70_4C_AL_PILC |  |  |  | 6.708 m |  | 4 | 0
381278898 | TNB | DISTRIBUTION | KUALA SELANGOR | Existing | RYB | 230/400 V |  |  | LV LINE |  | 185_4C_AL_XLPE |  |  |  | 28.116 m |  | 4 | 0
381278908 | TNB | DISTRIBUTION | KUALA SELANGOR | Existing | RYB | 230/400 V |  |  | LV LINE |  | 185_4C_AL_XLPE |  |  |  | 10.744 m |  | 4 | 0
381278913 | TNB | DISTRIBUTION | KUALA SELANGOR | Existing | RYB | 230/400 V |  |  | LV LINE |  | 185_4C_AL_XLPE |  |  |  | 74.623 m |  | 4 | 0
381278918 | TNB | DISTRIBUTION | KUALA SELANGOR | Existing | RYB | 230/400 V |  |  | SERVICE LINE |  | 25_4C_AL_XLPE |  |  |  | 9.685 m |  | 4 | 0
381278923 | TNB | DISTRIBUTION | KUALA SELANGOR | Existing | RYB | 230/400 V |  |  | SERVICE LINE |  | 25_4C_AL_XLPE |  |  |  | 1.552 m |  | 4 | 0
381278928 | TNB | DISTRIBUTION | KUALA SELANGOR | Existing | RYB | 230/400 V |  |  | LV LINE |  | 185_4C_AL_PILC |  |  |  | 18.771 m |  | 4 | 0
381278933 | TNB | DISTRIBUTION | KUALA SELANGOR | Existing | RYB | 230/400 V |  |  | SERVICE LINE |  | 70_4C_AL_XLPE |  |  |  | 4.462 m |  | 4 | 0
381278938 | TNB | DISTRIBUTION | KUALA SELANGOR | Existing | RYB | 230/400 V |  |  | SERVICE LINE |  | 70_4C_AL_XLPE |  |  |  | 2.097 m |  | 4 | 0
381278943 | TNB | DISTRIBUTION | KUALA SELANGOR | Existing | RYB | 230/400 V |  |  | LV LINE |  | 185_4C_AL_XLPE |  |  |  | 17.591 m |  | 4 | 0
381278948 | TNB | DISTRIBUTION | KUALA SELANGOR | Existing | RYB | 230/400 V |  |  | LV LINE |  | 185_4C_AL_PILC |  |  |  | 16.656 m |  | 4 | 0
381278953 | TNB | DISTRIBUTION | KUALA SELANGOR | Existing | RYB | 230/400 V |  |  | SERVICE LINE |  | 25_4C_AL_XLPE |  |  |  | 3.407 m |  | 4 | 0
381278963 | TNB | DISTRIBUTION | KUALA SELANGOR | Existing | RYB | 230/400 V |  |  | SERVICE LINE |  | 25_4C_AL_XLPE |  |  |  | 4.565 m |  | 4 | 0
381278973 | TNB | DISTRIBUTION | KUALA SELANGOR | Existing | RYB | 230/400 V |  |  | SERVICE LINE |  | 70_4C_AL_XLPE |  |  |  | 15.537 m |  | 4 | 0
381278978 | TNB | DISTRIBUTION | KUALA SELANGOR | Existing | RYB | 230/400 V |  |  | SERVICE LINE |  | 70_4C_AL_XLPE |  |  |  | 1.542 m |  | 4 | 0
381278983 | TNB | DISTRIBUTION | KUALA SELANGOR | Existing | RYB | 230/400 V |  |  | SERVICE LINE |  | 25_4C_AL_XLPE |  |  |  | 13.139 m |  | 4 | 0
381278988 | TNB | DISTRIBUTION | KUALA SELANGOR | Existing | RYB | 230/400 V |  |  | SERVICE LINE |  | 25_4C_AL_XLPE |  |  |  | 2.001 m |  | 4 | 0
381278993 | TNB | DISTRIBUTION | KUALA SELANGOR | Existing | RYB | 230/400 V |  |  | LV LINE |  | 185_4C_AL_PILC |  |  |  | 35.599 m |  | 4 | 0
381278998 | TNB | DISTRIBUTION | KUALA SELANGOR | Existing | RYB | 230/400 V |  |  | SERVICE LINE |  | 25_4C_AL_XLPE |  |  |  | 13.349 m |  | 4 | 0
381279003 | TNB | DISTRIBUTION | KUALA SELANGOR | Existing | RYB | 230/400 V |  |  | SERVICE LINE |  | 25_4C_AL_XLPE |  |  |  | 1.895 m |  | 4 | 0
381279008 | TNB | DISTRIBUTION | KUALA SELANGOR | Existing | RYB | 230/400 V |  |  | LV LINE |  | 185_4C_AL_PILC |  |  |  | 94.744 m |  | 4 | 0
381279013 | TNB | DISTRIBUTION | KUALA SELANGOR | Existing | RYB | 230/400 V |  |  | SERVICE LINE |  | 70_4C_AL_XLPE |  |  |  | 4.719 m |  | 4 | 0
381279018 | TNB | DISTRIBUTION | KUALA SELANGOR | Existing | RYB | 230/400 V |  |  | SERVICE LINE |  | 70_4C_AL_XLPE |  |  |  | 3.057 m |  | 4 | 0
381279023 | TNB | DISTRIBUTION | KUALA SELANGOR | Existing | RYB | 230/400 V |  |  | SERVICE LINE |  | 25_4C_AL_XLPE |  |  |  | 2.000 m |  | 4 | 0
381279028 | TNB | DISTRIBUTION | KUALA SELANGOR | Existing | RYB | 230/400 V |  |  | SERVICE LINE |  | 25_4C_AL_XLPE |  |  |  | 2.000 m |  | 4 | 0
381279033 | TNB | DISTRIBUTION | KUALA SELANGOR | Existing | RYB | 230/400 V |  |  | SERVICE LINE |  | 25_4C_AL_XLPE |  |  |  | 2.000 m |  | 4 | 0
381279038 | TNB | DISTRIBUTION | KUALA SELANGOR | Existing | RYB | 230/400 V |  |  | SERVICE LINE |  | 25_4C_AL_XLPE |  |  |  | 2.001 m |  | 4 | 0
381279043 | TNB | DISTRIBUTION | KUALA SELANGOR | Existing | RYB | 230/400 V |  |  | SERVICE LINE |  | 25_4C_AL_XLPE |  |  |  | 2.000 m |  | 4 | 0
381279048 | TNB | DISTRIBUTION | KUALA SELANGOR | Existing | RYB | 230/400 V |  |  | SERVICE LINE |  | 25_4C_AL_XLPE |  |  |  | 2.001 m |  | 4 | 0
381279053 | TNB | DISTRIBUTION | KUALA SELANGOR | Existing | RYB | 230/400 V |  |  | SERVICE LINE |  | 25_4C_AL_XLPE |  |  |  | 2.000 m |  | 4 | 0
381279058 | TNB | DISTRIBUTION | KUALA SELANGOR | Existing | RYB | 230/400 V |  |  | SERVICE LINE |  | 25_4C_AL_XLPE |  |  |  | 2.001 m |  | 4 | 0
381279063 | TNB | DISTRIBUTION | KUALA SELANGOR | Existing | RYB | 230/400 V |  |  | SERVICE LINE |  | 25_4C_AL_XLPE |  |  |  | 2.000 m |  | 4 | 0
381279068 | TNB | DISTRIBUTION | KUALA SELANGOR | Existing | RYB | 230/400 V |  |  | SERVICE LINE |  | 25_4C_AL_XLPE |  |  |  | 2.000 m |  | 4 | 0
381279073 | TNB | DISTRIBUTION | KUALA SELANGOR | Existing | RYB | 230/400 V |  |  | SERVICE LINE |  | 25_4C_AL_XLPE |  |  |  | 2.001 m |  | 4 | 0
381279078 | TNB | DISTRIBUTION | KUALA SELANGOR | Existing | RYB | 230/400 V |  |  | SERVICE LINE |  | 25_4C_AL_XLPE |  |  |  | 2.000 m |  | 4 | 0
381279083 | TNB | DISTRIBUTION | KUALA SELANGOR | Existing | RYB | 230/400 V |  |  | SERVICE LINE |  | 25_4C_AL_XLPE |  |  |  | 2.001 m |  | 4 | 0
381279088 | TNB | DISTRIBUTION | KUALA SELANGOR | Existing | RYB | 230/400 V |  |  | SERVICE LINE |  | 25_4C_AL_XLPE |  |  |  | 2.000 m |  | 4 | 0
381279093 | TNB | DISTRIBUTION | KUALA SELANGOR | Existing | RYB | 230/400 V |  |  | SERVICE LINE |  | 25_4C_AL_XLPE |  |  |  | 2.000 m |  | 4 | 0
381279098 | TNB | DISTRIBUTION | KUALA SELANGOR | Existing | RYB | 230/400 V |  |  | SERVICE LINE |  | 25_4C_AL_XLPE |  |  |  | 2.000 m |  | 4 | 0
381279103 | TNB | DISTRIBUTION | KUALA SELANGOR | Existing | RYB | 230/400 V |  |  | SERVICE LINE |  | 25_4C_AL_XLPE |  |  |  | 2.001 m |  | 4 | 0
381279108 | TNB | DISTRIBUTION | KUALA SELANGOR | Existing | RYB | 230/400 V |  |  | SERVICE LINE |  | 25_4C_AL_XLPE |  |  |  | 2.001 m |  | 4 | 0
381279113 | TNB | DISTRIBUTION | KUALA SELANGOR | Existing | RYB | 230/400 V |  |  | SERVICE LINE |  | 25_4C_AL_XLPE |  |  |  | 2.001 m |  | 4 | 0
381279118 | TNB | DISTRIBUTION | KUALA SELANGOR | Existing | RYB | 230/400 V |  |  | SERVICE LINE |  | 25_4C_AL_XLPE |  |  |  | 2.000 m |  | 4 | 0
381279123 | TNB | DISTRIBUTION | KUALA SELANGOR | Existing | RYB | 230/400 V |  |  | SERVICE LINE |  | 25_4C_AL_XLPE |  |  |  | 2.000 m |  | 4 | 0
381279128 | TNB | DISTRIBUTION | KUALA SELANGOR | Existing | RYB | 230/400 V |  |  | SERVICE LINE |  | 25_4C_AL_XLPE |  |  |  | 2.000 m |  | 4 | 0
381279133 | TNB | DISTRIBUTION | KUALA SELANGOR | Existing | RYB | 230/400 V |  |  | SERVICE LINE |  | 25_4C_AL_XLPE |  |  |  | 2.001 m |  | 4 | 0
381279138 | TNB | DISTRIBUTION | KUALA SELANGOR | Existing | RYB | 230/400 V |  |  | SERVICE LINE |  | 25_4C_AL_XLPE |  |  |  | 2.000 m |  | 4 | 0
381279143 | TNB | DISTRIBUTION | KUALA SELANGOR | Existing | RYB | 230/400 V |  |  | SERVICE LINE |  | 25_4C_AL_XLPE |  |  |  | 2.001 m |  | 4 | 0
381279148 | TNB | DISTRIBUTION | KUALA SELANGOR | Existing | RYB | 230/400 V |  |  | SERVICE LINE |  | 25_4C_AL_XLPE |  |  |  | 2.001 m |  | 4 | 0
381279153 | TNB | DISTRIBUTION | KUALA SELANGOR | Existing | RYB | 230/400 V |  |  | SERVICE LINE |  | 25_4C_AL_XLPE |  |  |  | 2.001 m |  | 4 | 0
381279158 | TNB | DISTRIBUTION | KUALA SELANGOR | Existing | RYB | 230/400 V |  |  | SERVICE LINE |  | 25_4C_AL_XLPE |  |  |  | 2.001 m |  | 4 | 0
381279163 | TNB | DISTRIBUTION | KUALA SELANGOR | Existing | RYB | 230/400 V |  |  | SERVICE LINE |  | 25_4C_AL_XLPE |  |  |  | 2.000 m |  | 4 | 0
381279168 | TNB | DISTRIBUTION | KUALA SELANGOR | Existing | RYB | 230/400 V |  |  | SERVICE LINE |  | 25_4C_AL_XLPE |  |  |  | 2.001 m |  | 4 | 0
381279173 | TNB | DISTRIBUTION | KUALA SELANGOR | Existing | RYB | 230/400 V |  |  | SERVICE LINE |  | 25_4C_AL_XLPE |  |  |  | 2.000 m |  | 4 | 0
381279178 | TNB | DISTRIBUTION | KUALA SELANGOR | Existing | RYB | 230/400 V |  |  | SERVICE LINE |  | 25_4C_AL_XLPE |  |  |  | 2.001 m |  | 4 | 0
381279183 | TNB | DISTRIBUTION | KUALA SELANGOR | Existing | RYB | 230/400 V |  |  | SERVICE LINE |  | 25_4C_AL_XLPE |  |  |  | 2.000 m |  | 4 | 0
381279188 | TNB | DISTRIBUTION | KUALA SELANGOR | Existing | RYB | 230/400 V |  |  | SERVICE LINE |  | 25_4C_AL_XLPE |  |  |  | 2.001 m |  | 4 | 0
381279193 | TNB | DISTRIBUTION | KUALA SELANGOR | Existing | RYB | 230/400 V |  |  | SERVICE LINE |  | 25_4C_AL_XLPE |  |  |  | 2.001 m |  | 4 | 0
381279198 | TNB | DISTRIBUTION | KUALA SELANGOR | Existing | RYB | 230/400 V |  |  | SERVICE LINE |  | 25_4C_AL_XLPE |  |  |  | 2.000 m |  | 4 | 0
381279203 | TNB | DISTRIBUTION | KUALA SELANGOR | Existing | RYB | 230/400 V |  |  | SERVICE LINE |  | 25_4C_AL_XLPE |  |  |  | 2.001 m |  | 4 | 0
381279208 | TNB | DISTRIBUTION | KUALA SELANGOR | Existing | RYB | 230/400 V |  |  | SERVICE LINE |  | 25_4C_AL_XLPE |  |  |  | 2.001 m |  | 4 | 0
381279213 | TNB | DISTRIBUTION | KUALA SELANGOR | Existing | RYB | 230/400 V |  |  | SERVICE LINE |  | 25_4C_AL_XLPE |  |  |  | 2.001 m |  | 4 | 0
381279218 | TNB | DISTRIBUTION | KUALA SELANGOR | Existing | RYB | 230/400 V |  |  | SERVICE LINE |  | 25_4C_AL_XLPE |  |  |  | 2.002 m |  | 4 | 0
381279223 | TNB | DISTRIBUTION | KUALA SELANGOR | Existing | RYB | 230/400 V |  |  | SERVICE LINE |  | 25_4C_AL_XLPE |  |  |  | 2.000 m |  | 4 | 0
381279228 | TNB | DISTRIBUTION | KUALA SELANGOR | Existing | RYB | 230/400 V |  |  | SERVICE LINE |  | 25_4C_AL_XLPE |  |  |  | 2.001 m |  | 4 | 0
381279233 | TNB | DISTRIBUTION | KUALA SELANGOR | Existing | RYB | 230/400 V |  |  | SERVICE LINE |  | 25_4C_AL_XLPE |  |  |  | 2.001 m |  | 4 | 0
381279238 | TNB | DISTRIBUTION | KUALA SELANGOR | Existing | RYB | 230/400 V |  |  | SERVICE LINE |  | 25_4C_AL_XLPE |  |  |  | 2.001 m |  | 4 | 0
381279243 | TNB | DISTRIBUTION | KUALA SELANGOR | Existing | RYB | 230/400 V |  |  | SERVICE LINE |  | 25_4C_AL_XLPE |  |  |  | 2.001 m |  | 4 | 0
381279248 | TNB | DISTRIBUTION | KUALA SELANGOR | Existing | RYB | 230/400 V |  |  | SERVICE LINE |  | 25_4C_AL_XLPE |  |  |  | 2.001 m |  | 4 | 0
381279253 | TNB | DISTRIBUTION | KUALA SELANGOR | Existing | RYB | 230/400 V |  |  | SERVICE LINE |  | 25_4C_AL_XLPE |  |  |  | 2.000 m |  | 4 | 0
381279258 | TNB | DISTRIBUTION | KUALA SELANGOR | Existing | RYB | 230/400 V |  |  | SERVICE LINE |  | 25_4C_AL_XLPE |  |  |  | 2.001 m |  | 4 | 0
381279263 | TNB | DISTRIBUTION | KUALA SELANGOR | Existing | RYB | 230/400 V |  |  | SERVICE LINE |  | 25_4C_AL_XLPE |  |  |  | 2.001 m |  | 4 | 0
381279268 | TNB | DISTRIBUTION | KUALA SELANGOR | Existing | RYB | 230/400 V |  |  | SERVICE LINE |  | 25_4C_AL_XLPE |  |  |  | 2.001 m |  | 4 | 0
381279273 | TNB | DISTRIBUTION | KUALA SELANGOR | Existing | RYB | 230/400 V |  |  | SERVICE LINE |  | 25_4C_AL_XLPE |  |  |  | 2.001 m |  | 4 | 0
381279278 | TNB | DISTRIBUTION | KUALA SELANGOR | Existing | RYB | 230/400 V |  |  | SERVICE LINE |  | 25_4C_AL_XLPE |  |  |  | 2.001 m |  | 4 | 0
381279283 | TNB | DISTRIBUTION | KUALA SELANGOR | Existing | RYB | 230/400 V |  |  | SERVICE LINE |  | 25_4C_AL_XLPE |  |  |  | 2.002 m |  | 4 | 0
381279288 | TNB | DISTRIBUTION | KUALA SELANGOR | Existing | RYB | 230/400 V |  |  | SERVICE LINE |  | 25_4C_AL_XLPE |  |  |  | 2.001 m |  | 4 | 0
381279293 | TNB | DISTRIBUTION | KUALA SELANGOR | Existing | RYB | 230/400 V |  |  | SERVICE LINE |  | 25_4C_AL_XLPE |  |  |  | 2.001 m |  | 4 | 0
381279298 | TNB | DISTRIBUTION | KUALA SELANGOR | Existing | RYB | 230/400 V |  |  | SERVICE LINE |  | 25_4C_AL_XLPE |  |  |  | 1.999 m |  | 4 | 0
381279303 | TNB | DISTRIBUTION | KUALA SELANGOR | Existing | RYB | 230/400 V |  |  | SERVICE LINE |  | 25_4C_AL_XLPE |  |  |  | 2.001 m |  | 4 | 0
381279308 | TNB | DISTRIBUTION | KUALA SELANGOR | Existing | RYB | 230/400 V |  |  | SERVICE LINE |  | 25_4C_AL_XLPE |  |  |  | 2.000 m |  | 4 | 0
381279313 | TNB | DISTRIBUTION | KUALA SELANGOR | Existing | RYB | 230/400 V |  |  | SERVICE LINE |  | 25_4C_AL_XLPE |  |  |  | 2.001 m |  | 4 | 0
381279318 | TNB | DISTRIBUTION | KUALA SELANGOR | Existing | RYB | 230/400 V |  |  | SERVICE LINE |  | 25_4C_AL_XLPE |  |  |  | 2.000 m |  | 4 | 0
381279323 | TNB | DISTRIBUTION | KUALA SELANGOR | Existing | RYB | 230/400 V |  |  | SERVICE LINE |  | 25_4C_AL_XLPE |  |  |  | 2.001 m |  | 4 | 0
381279328 | TNB | DISTRIBUTION | KUALA SELANGOR | Existing | RYB | 230/400 V |  |  | SERVICE LINE |  | 25_4C_AL_XLPE |  |  |  | 2.001 m |  | 4 | 0
381279333 | TNB | DISTRIBUTION | KUALA SELANGOR | Existing | RYB | 230/400 V |  |  | SERVICE LINE |  | 25_4C_AL_XLPE |  |  |  | 2.000 m |  | 4 | 0
381279338 | TNB | DISTRIBUTION | KUALA SELANGOR | Existing | RYB | 230/400 V |  |  | SERVICE LINE |  | 25_4C_AL_XLPE |  |  |  | 2.000 m |  | 4 | 0
381279343 | TNB | DISTRIBUTION | KUALA SELANGOR | Existing | RYB | 230/400 V |  |  | SERVICE LINE |  | 25_4C_AL_XLPE |  |  |  | 2.001 m |  | 4 | 0
381279348 | TNB | DISTRIBUTION | KUALA SELANGOR | Existing | RYB | 230/400 V |  |  | SERVICE LINE |  | 25_4C_AL_XLPE |  |  |  | 2.001 m |  | 4 | 0
381279353 | TNB | DISTRIBUTION | KUALA SELANGOR | Existing | RYB | 230/400 V |  |  | SERVICE LINE |  | 25_4C_AL_XLPE |  |  |  | 2.000 m |  | 4 | 0
381279358 | TNB | DISTRIBUTION | KUALA SELANGOR | Existing | RYB | 230/400 V |  |  | SERVICE LINE |  | 25_4C_AL_XLPE |  |  |  | 2.001 m |  | 4 | 0
381279363 | TNB | DISTRIBUTION | KUALA SELANGOR | Existing | RYB | 230/400 V |  |  | SERVICE LINE |  | 25_4C_AL_XLPE |  |  |  | 2.002 m |  | 4 | 0
381279368 | TNB | DISTRIBUTION | KUALA SELANGOR | Existing | RYB | 230/400 V |  |  | SERVICE LINE |  | 25_4C_AL_XLPE |  |  |  | 2.000 m |  | 4 | 0
381279373 | TNB | DISTRIBUTION | KUALA SELANGOR | Existing | RYB | 230/400 V |  |  | SERVICE LINE |  | 25_4C_AL_XLPE |  |  |  | 2.001 m |  | 4 | 0
381279378 | TNB | DISTRIBUTION | KUALA SELANGOR | Existing | RYB | 230/400 V |  |  | SERVICE LINE |  | 25_4C_AL_XLPE |  |  |  | 2.000 m |  | 4 | 0
381279383 | TNB | DISTRIBUTION | KUALA SELANGOR | Existing | RYB | 230/400 V |  |  | SERVICE LINE |  | 25_4C_AL_XLPE |  |  |  | 2.000 m |  | 4 | 0
381279388 | TNB | DISTRIBUTION | KUALA SELANGOR | Existing | RYB | 230/400 V |  |  | SERVICE LINE |  | 25_4C_AL_XLPE |  |  |  | 2.000 m |  | 4 | 0
381279393 | TNB | DISTRIBUTION | KUALA SELANGOR | Existing | RYB | 230/400 V |  |  | SERVICE LINE |  | 25_4C_AL_XLPE |  |  |  | 2.001 m |  | 4 | 0
381279398 | TNB | DISTRIBUTION | KUALA SELANGOR | Existing | RYB | 230/400 V |  |  | SERVICE LINE |  | 25_4C_AL_XLPE |  |  |  | 2.000 m |  | 4 | 0
381279403 | TNB | DISTRIBUTION | KUALA SELANGOR | Existing | RYB | 230/400 V |  |  | SERVICE LINE |  | 25_4C_AL_XLPE |  |  |  | 2.001 m |  | 4 | 0
381279408 | TNB | DISTRIBUTION | KUALA SELANGOR | Existing | RYB | 230/400 V |  |  | SERVICE LINE |  | 25_4C_AL_XLPE |  |  |  | 2.001 m |  | 4 | 0
381279413 | TNB | DISTRIBUTION | KUALA SELANGOR | Existing | RYB | 230/400 V |  |  | SERVICE LINE |  | 25_4C_AL_XLPE |  |  |  | 2.001 m |  | 4 | 0
381279418 | TNB | DISTRIBUTION | KUALA SELANGOR | Existing | RYB | 230/400 V |  |  | SERVICE LINE |  | 25_4C_AL_XLPE |  |  |  | 2.001 m |  | 4 | 0
381279423 | TNB | DISTRIBUTION | KUALA SELANGOR | Existing | RYB | 230/400 V |  |  | SERVICE LINE |  | 25_4C_AL_XLPE |  |  |  | 2.000 m |  | 4 | 0
381279428 | TNB | DISTRIBUTION | KUALA SELANGOR | Existing | RYB | 230/400 V |  |  | SERVICE LINE |  | 25_4C_AL_XLPE |  |  |  | 2.001 m |  | 4 | 0
381279433 | TNB | DISTRIBUTION | KUALA SELANGOR | Existing | RYB | 230/400 V |  |  | SERVICE LINE |  | 25_4C_AL_XLPE |  |  |  | 2.001 m |  | 4 | 0
381279438 | TNB | DISTRIBUTION | KUALA SELANGOR | Existing | RYB | 230/400 V |  |  | SERVICE LINE |  | 25_4C_AL_XLPE |  |  |  | 2.000 m |  | 4 | 0
381279443 | TNB | DISTRIBUTION | KUALA SELANGOR | Existing | RYB | 230/400 V |  |  | SERVICE LINE |  | 25_4C_AL_XLPE |  |  |  | 2.001 m |  | 4 | 0
381279448 | TNB | DISTRIBUTION | KUALA SELANGOR | Existing | RYB | 230/400 V |  |  | SERVICE LINE |  | 25_4C_AL_XLPE |  |  |  | 2.001 m |  | 4 | 0
381279453 | TNB | DISTRIBUTION | KUALA SELANGOR | Existing | RYB | 230/400 V |  |  | SERVICE LINE |  | 25_4C_AL_XLPE |  |  |  | 2.001 m |  | 4 | 0
381279458 | TNB | DISTRIBUTION | KUALA SELANGOR | Existing | RYB | 230/400 V |  |  | SERVICE LINE |  | 25_4C_AL_XLPE |  |  |  | 2.000 m |  | 4 | 0
381279463 | TNB | DISTRIBUTION | KUALA SELANGOR | Existing | RYB | 230/400 V |  |  | SERVICE LINE |  | 25_4C_AL_XLPE |  |  |  | 2.001 m |  | 4 | 0
381279468 | TNB | DISTRIBUTION | KUALA SELANGOR | Existing | RYB | 230/400 V |  |  | SERVICE LINE |  | 25_4C_AL_XLPE |  |  |  | 2.000 m |  | 4 | 0
381279473 | TNB | DISTRIBUTION | KUALA SELANGOR | Existing | RYB | 230/400 V |  |  | SERVICE LINE |  | 25_4C_AL_XLPE |  |  |  | 2.001 m |  | 4 | 0
381279478 | TNB | DISTRIBUTION | KUALA SELANGOR | Existing | RYB | 230/400 V |  |  | SERVICE LINE |  | 25_4C_AL_XLPE |  |  |  | 2.000 m |  | 4 | 0
381279483 | TNB | DISTRIBUTION | KUALA SELANGOR | Existing | RYB | 230/400 V |  |  | SERVICE LINE |  | 25_4C_AL_XLPE |  |  |  | 2.002 m |  | 4 | 0
381279488 | TNB | DISTRIBUTION | KUALA SELANGOR | Existing | RYB | 230/400 V |  |  | SERVICE LINE |  | 25_4C_AL_XLPE |  |  |  | 2.001 m |  | 4 | 0
381279493 | TNB | DISTRIBUTION | KUALA SELANGOR | Existing | RYB | 230/400 V |  |  | SERVICE LINE |  | 25_4C_AL_XLPE |  |  |  | 2.000 m |  | 4 | 0
381279498 | TNB | DISTRIBUTION | KUALA SELANGOR | Existing | RYB | 230/400 V |  |  | SERVICE LINE |  | 25_4C_AL_XLPE |  |  |  | 2.000 m |  | 4 | 0
381279503 | TNB | DISTRIBUTION | KUALA SELANGOR | Existing | RYB | 230/400 V |  |  | SERVICE LINE |  | 25_4C_AL_XLPE |  |  |  | 2.001 m |  | 4 | 0
381279508 | TNB | DISTRIBUTION | KUALA SELANGOR | Existing | RYB | 230/400 V |  |  | SERVICE LINE |  | 25_4C_AL_XLPE |  |  |  | 2.001 m |  | 4 | 0
381279513 | TNB | DISTRIBUTION | KUALA SELANGOR | Existing | RYB | 230/400 V |  |  | SERVICE LINE |  | 25_4C_AL_XLPE |  |  |  | 2.001 m |  | 4 | 0
381279518 | TNB | DISTRIBUTION | KUALA SELANGOR | Existing | RYB | 230/400 V |  |  | SERVICE LINE |  | 25_4C_AL_XLPE |  |  |  | 2.000 m |  | 4 | 0
381279523 | TNB | DISTRIBUTION | KUALA SELANGOR | Existing | RYB | 230/400 V |  |  | SERVICE LINE |  | 25_4C_AL_XLPE |  |  |  | 4.002 m |  | 4 | 0
381279528 | TNB | DISTRIBUTION | KUALA SELANGOR | Existing | RYB | 230/400 V |  |  | SERVICE LINE |  | 25_4C_AL_XLPE |  |  |  | 2.000 m |  | 4 | 0
381279533 | TNB | DISTRIBUTION | KUALA SELANGOR | Existing | RYB | 230/400 V |  |  | SERVICE LINE |  | 25_4C_AL_XLPE |  |  |  | 2.001 m |  | 4 | 0
381279538 | TNB | DISTRIBUTION | KUALA SELANGOR | Existing | RYB | 230/400 V |  |  | SERVICE LINE |  | 25_4C_AL_XLPE |  |  |  | 2.002 m |  | 4 | 0
381279543 | TNB | DISTRIBUTION | KUALA SELANGOR | Existing | RYB | 230/400 V |  |  | SERVICE LINE |  | 25_4C_AL_XLPE |  |  |  | 2.000 m |  | 4 | 0
381279548 | TNB | DISTRIBUTION | KUALA SELANGOR | Existing | RYB | 230/400 V |  |  | SERVICE LINE |  | 25_4C_AL_XLPE |  |  |  | 2.000 m |  | 4 | 0
381279553 | TNB | DISTRIBUTION | KUALA SELANGOR | Existing | RYB | 230/400 V |  |  | SERVICE LINE |  | 25_4C_AL_XLPE |  |  |  | 2.001 m |  | 4 | 0
381279558 | TNB | DISTRIBUTION | KUALA SELANGOR | Existing | RYB | 230/400 V |  |  | SERVICE LINE |  | 25_4C_AL_XLPE |  |  |  | 2.000 m |  | 4 | 0
381279563 | TNB | DISTRIBUTION | KUALA SELANGOR | Existing | RYB | 230/400 V |  |  | SERVICE LINE |  | 25_4C_AL_XLPE |  |  |  | 2.000 m |  | 4 | 0
381279568 | TNB | DISTRIBUTION | KUALA SELANGOR | Existing | RYB | 230/400 V |  |  | SERVICE LINE |  | 25_4C_AL_XLPE |  |  |  | 2.001 m |  | 4 | 0
381279573 | TNB | DISTRIBUTION | KUALA SELANGOR | Existing | RYB | 230/400 V |  |  | SERVICE LINE |  | 25_4C_AL_XLPE |  |  |  | 2.001 m |  | 4 | 0
381279578 | TNB | DISTRIBUTION | KUALA SELANGOR | Existing | RYB | 230/400 V |  |  | SERVICE LINE |  | 25_4C_AL_XLPE |  |  |  | 2.002 m |  | 4 | 0
381279583 | TNB | DISTRIBUTION | KUALA SELANGOR | Existing | RYB | 230/400 V |  |  | SERVICE LINE |  | 25_4C_AL_XLPE |  |  |  | 2.000 m |  | 4 | 0
381279588 | TNB | DISTRIBUTION | KUALA SELANGOR | Existing | RYB | 230/400 V |  |  | SERVICE LINE |  | 25_4C_AL_XLPE |  |  |  | 2.000 m |  | 4 | 0
381279593 | TNB | DISTRIBUTION | KUALA SELANGOR | Existing | RYB | 230/400 V |  |  | SERVICE LINE |  | 25_4C_AL_XLPE |  |  |  | 2.000 m |  | 4 | 0
381279598 | TNB | DISTRIBUTION | KUALA SELANGOR | Existing | RYB | 230/400 V |  |  | SERVICE LINE |  | 25_4C_AL_XLPE |  |  |  | 2.000 m |  | 4 | 0
381279603 | TNB | DISTRIBUTION | KUALA SELANGOR | Existing | RYB | 230/400 V |  |  | SERVICE LINE |  | 25_4C_AL_XLPE |  |  |  | 2.001 m |  | 4 | 0
381279608 | TNB | DISTRIBUTION | KUALA SELANGOR | Existing | RYB | 230/400 V |  |  | SERVICE LINE |  | 25_4C_AL_XLPE |  |  |  | 2.001 m |  | 4 | 0
381279613 | TNB | DISTRIBUTION | KUALA SELANGOR | Existing | RYB | 230/400 V |  |  | SERVICE LINE |  | 25_4C_AL_XLPE |  |  |  | 2.000 m |  | 4 | 0
381279618 | TNB | DISTRIBUTION | KUALA SELANGOR | Existing | RYB | 230/400 V |  |  | SERVICE LINE |  | 25_4C_AL_XLPE |  |  |  | 2.001 m |  | 4 | 0
381279623 | TNB | DISTRIBUTION | KUALA SELANGOR | Existing | RYB | 230/400 V |  |  | SERVICE LINE |  | 25_4C_AL_XLPE |  |  |  | 2.001 m |  | 4 | 0
381279628 | TNB | DISTRIBUTION | KUALA SELANGOR | Existing | RYB | 230/400 V |  |  | SERVICE LINE |  | 25_4C_AL_XLPE |  |  |  | 2.001 m |  | 4 | 0
381279633 | TNB | DISTRIBUTION | KUALA SELANGOR | Existing | RYB | 230/400 V |  |  | SERVICE LINE |  | 25_4C_AL_XLPE |  |  |  | 2.001 m |  | 4 | 0
381279638 | TNB | DISTRIBUTION | KUALA SELANGOR | Existing | RYB | 230/400 V |  |  | SERVICE LINE |  | 25_4C_AL_XLPE |  |  |  | 2.002 m |  | 4 | 0
381279643 | TNB | DISTRIBUTION | KUALA SELANGOR | Existing | RYB | 230/400 V |  |  | SERVICE LINE |  | 25_4C_AL_XLPE |  |  |  | 2.001 m |  | 4 | 0
381279648 | TNB | DISTRIBUTION | KUALA SELANGOR | Existing | RYB | 230/400 V |  |  | SERVICE LINE |  | 25_4C_AL_XLPE |  |  |  | 2.001 m |  | 4 | 0
381279653 | TNB | DISTRIBUTION | KUALA SELANGOR | Existing | RYB | 230/400 V |  |  | SERVICE LINE |  | 25_4C_AL_XLPE |  |  |  | 2.002 m |  | 4 | 0
381279658 | TNB | DISTRIBUTION | KUALA SELANGOR | Existing | RYB | 230/400 V |  |  | SERVICE LINE |  | 25_4C_AL_XLPE |  |  |  | 2.001 m |  | 4 | 0
381279663 | TNB | DISTRIBUTION | KUALA SELANGOR | Existing | RYB | 230/400 V |  |  | SERVICE LINE |  | 25_4C_AL_XLPE |  |  |  | 2.001 m |  | 4 | 0
381279668 | TNB | DISTRIBUTION | KUALA SELANGOR | Existing | RYB | 230/400 V |  |  | SERVICE LINE |  | 25_4C_AL_XLPE |  |  |  | 2.000 m |  | 4 | 0
381279673 | TNB | DISTRIBUTION | KUALA SELANGOR | Existing | RYB | 230/400 V |  |  | SERVICE LINE |  | 25_4C_AL_XLPE |  |  |  | 2.001 m |  | 4 | 0
381279678 | TNB | DISTRIBUTION | KUALA SELANGOR | Existing | RYB | 230/400 V |  |  | SERVICE LINE |  | 25_4C_AL_XLPE |  |  |  | 2.001 m |  | 4 | 0
381279683 | TNB | DISTRIBUTION | KUALA SELANGOR | Existing | RYB | 230/400 V |  |  | SERVICE LINE |  | 25_4C_AL_XLPE |  |  |  | 2.001 m |  | 4 | 0
381279688 | TNB | DISTRIBUTION | KUALA SELANGOR | Existing | RYB | 230/400 V |  |  | SERVICE LINE |  | 25_4C_AL_XLPE |  |  |  | 2.001 m |  | 4 | 0
381279693 | TNB | DISTRIBUTION | KUALA SELANGOR | Existing | RYB | 230/400 V |  |  | SERVICE LINE |  | 25_4C_AL_XLPE |  |  |  | 2.001 m |  | 4 | 0
381279698 | TNB | DISTRIBUTION | KUALA SELANGOR | Existing | RYB | 230/400 V |  |  | SERVICE LINE |  | 25_4C_AL_XLPE |  |  |  | 2.001 m |  | 4 | 0
381279703 | TNB | DISTRIBUTION | KUALA SELANGOR | Existing | RYB | 230/400 V |  |  | SERVICE LINE |  | 25_4C_AL_XLPE |  |  |  | 2.001 m |  | 4 | 0
381279708 | TNB | DISTRIBUTION | KUALA SELANGOR | Existing | RYB | 230/400 V |  |  | SERVICE LINE |  | 25_4C_AL_XLPE |  |  |  | 2.001 m |  | 4 | 0
381279713 | TNB | DISTRIBUTION | KUALA SELANGOR | Existing | RYB | 230/400 V |  |  | SERVICE LINE |  | 25_4C_AL_XLPE |  |  |  | 2.001 m |  | 4 | 0
381279718 | TNB | DISTRIBUTION | KUALA SELANGOR | Existing | RYB | 230/400 V |  |  | SERVICE LINE |  | 25_4C_AL_XLPE |  |  |  | 2.001 m |  | 4 | 0
381279723 | TNB | DISTRIBUTION | KUALA SELANGOR | Existing | RYB | 230/400 V |  |  | SERVICE LINE |  | 25_4C_AL_XLPE |  |  |  | 2.000 m |  | 4 | 0
381279728 | TNB | DISTRIBUTION | KUALA SELANGOR | Existing | RYB | 230/400 V |  |  | SERVICE LINE |  | 25_4C_AL_XLPE |  |  |  | 2.000 m |  | 4 | 0
381279733 | TNB | DISTRIBUTION | KUALA SELANGOR | Existing | RYB | 230/400 V |  |  | SERVICE LINE |  | 25_4C_AL_XLPE |  |  |  | 2.000 m |  | 4 | 0
381279738 | TNB | DISTRIBUTION | KUALA SELANGOR | Existing | RYB | 230/400 V |  |  | SERVICE LINE |  | 25_4C_AL_XLPE |  |  |  | 2.000 m |  | 4 | 0
381279743 | TNB | DISTRIBUTION | KUALA SELANGOR | Existing | RYB | 230/400 V |  |  | SERVICE LINE |  | 25_4C_AL_XLPE |  |  |  | 2.001 m |  | 4 | 0
381279748 | TNB | DISTRIBUTION | KUALA SELANGOR | Existing | RYB | 230/400 V |  |  | SERVICE LINE |  | 25_4C_AL_XLPE |  |  |  | 2.001 m |  | 4 | 0
381279753 | TNB | DISTRIBUTION | KUALA SELANGOR | Existing | RYB | 230/400 V |  |  | SERVICE LINE |  | 25_4C_AL_XLPE |  |  |  | 2.000 m |  | 4 | 0
381279758 | TNB | DISTRIBUTION | KUALA SELANGOR | Existing | RYB | 230/400 V |  |  | SERVICE LINE |  | 25_4C_AL_XLPE |  |  |  | 2.001 m |  | 4 | 0
381279763 | TNB | DISTRIBUTION | KUALA SELANGOR | Existing | RYB | 230/400 V |  |  | SERVICE LINE |  | 25_4C_AL_XLPE |  |  |  | 2.001 m |  | 4 | 0
381279768 | TNB | DISTRIBUTION | KUALA SELANGOR | Existing | RYB | 230/400 V |  |  | SERVICE LINE |  | 25_4C_AL_XLPE |  |  |  | 2.001 m |  | 4 | 0
381279773 | TNB | DISTRIBUTION | KUALA SELANGOR | Existing | RYB | 230/400 V |  |  | SERVICE LINE |  | 25_4C_AL_XLPE |  |  |  | 2.001 m |  | 4 | 0
381279778 | TNB | DISTRIBUTION | KUALA SELANGOR | Existing | RYB | 230/400 V |  |  | SERVICE LINE |  | 25_4C_AL_XLPE |  |  |  | 2.000 m |  | 4 | 0
381279783 | TNB | DISTRIBUTION | KUALA SELANGOR | Existing | RYB | 230/400 V |  |  | SERVICE LINE |  | 25_4C_AL_XLPE |  |  |  | 2.000 m |  | 4 | 0
381279788 | TNB | DISTRIBUTION | KUALA SELANGOR | Existing | RYB | 230/400 V |  |  | SERVICE LINE |  | 25_4C_AL_XLPE |  |  |  | 2.001 m |  | 4 | 0
381279793 | TNB | DISTRIBUTION | KUALA SELANGOR | Existing | RYB | 230/400 V |  |  | SERVICE LINE |  | 25_4C_AL_XLPE |  |  |  | 2.001 m |  | 4 | 0
381279798 | TNB | DISTRIBUTION | KUALA SELANGOR | Existing | RYB | 230/400 V |  |  | SERVICE LINE |  | 25_4C_AL_XLPE |  |  |  | 2.001 m |  | 4 | 0
381279803 | TNB | DISTRIBUTION | KUALA SELANGOR | Existing | RYB | 230/400 V |  |  | SERVICE LINE |  | 25_4C_AL_XLPE |  |  |  | 2.000 m |  | 4 | 0
381279808 | TNB | DISTRIBUTION | KUALA SELANGOR | Existing | RYB | 230/400 V |  |  | SERVICE LINE |  | 25_4C_AL_XLPE |  |  |  | 2.001 m |  | 4 | 0
381279813 | TNB | DISTRIBUTION | KUALA SELANGOR | Existing | RYB | 230/400 V |  |  | SERVICE LINE |  | 25_4C_AL_XLPE |  |  |  | 2.001 m |  | 4 | 0
381279818 | TNB | DISTRIBUTION | KUALA SELANGOR | Existing | RYB | 230/400 V |  |  | SERVICE LINE |  | 25_4C_AL_XLPE |  |  |  | 2.001 m |  | 4 | 0
381279823 | TNB | DISTRIBUTION | KUALA SELANGOR | Existing | RYB | 230/400 V |  |  | SERVICE LINE |  | 25_4C_AL_XLPE |  |  |  | 2.001 m |  | 4 | 0
381279828 | TNB | DISTRIBUTION | KUALA SELANGOR | Existing | RYB | 230/400 V |  |  | SERVICE LINE |  | 25_4C_AL_XLPE |  |  |  | 2.001 m |  | 4 | 0
381279833 | TNB | DISTRIBUTION | KUALA SELANGOR | Existing | RYB | 230/400 V |  |  | SERVICE LINE |  | 25_4C_AL_XLPE |  |  |  | 2.002 m |  | 4 | 0
381279838 | TNB | DISTRIBUTION | KUALA SELANGOR | Existing | RYB | 230/400 V |  |  | SERVICE LINE |  | 25_4C_AL_XLPE |  |  |  | 2.001 m |  | 4 | 0
381279843 | TNB | DISTRIBUTION | KUALA SELANGOR | Existing | RYB | 230/400 V |  |  | SERVICE LINE |  | 25_4C_AL_XLPE |  |  |  | 2.001 m |  | 4 | 0
381279848 | TNB | DISTRIBUTION | KUALA SELANGOR | Existing | RYB | 230/400 V |  |  | SERVICE LINE |  | 25_4C_AL_XLPE |  |  |  | 2.000 m |  | 4 | 0
381279853 | TNB | DISTRIBUTION | KUALA SELANGOR | Existing | RYB | 230/400 V |  |  | SERVICE LINE |  | 25_4C_AL_XLPE |  |  |  | 2.001 m |  | 4 | 0
381279858 | TNB | DISTRIBUTION | KUALA SELANGOR | Existing | RYB | 230/400 V |  |  | SERVICE LINE |  | 25_4C_AL_XLPE |  |  |  | 2.000 m |  | 4 | 0
381279863 | TNB | DISTRIBUTION | KUALA SELANGOR | Existing | RYB | 230/400 V |  |  | SERVICE LINE |  | 25_4C_AL_XLPE |  |  |  | 2.001 m |  | 4 | 0
381279868 | TNB | DISTRIBUTION | KUALA SELANGOR | Existing | RYB | 230/400 V |  |  | SERVICE LINE |  | 25_4C_AL_XLPE |  |  |  | 2.001 m |  | 4 | 0
381279873 | TNB | DISTRIBUTION | KUALA SELANGOR | Existing | RYB | 230/400 V |  |  | SERVICE LINE |  | 25_4C_AL_XLPE |  |  |  | 2.001 m |  | 4 | 0
381279878 | TNB | DISTRIBUTION | KUALA SELANGOR | Existing | RYB | 230/400 V |  |  | SERVICE LINE |  | 25_4C_AL_XLPE |  |  |  | 2.001 m |  | 4 | 0
381279883 | TNB | DISTRIBUTION | KUALA SELANGOR | Existing | RYB | 230/400 V |  |  | SERVICE LINE |  | 25_4C_AL_XLPE |  |  |  | 2.001 m |  | 4 | 0
381279888 | TNB | DISTRIBUTION | KUALA SELANGOR | Existing | RYB | 230/400 V |  |  | SERVICE LINE |  | 25_4C_AL_XLPE |  |  |  | 2.000 m |  | 4 | 0
381279893 | TNB | DISTRIBUTION | KUALA SELANGOR | Existing | RYB | 230/400 V |  |  | SERVICE LINE |  | 25_4C_AL_XLPE |  |  |  | 2.000 m |  | 4 | 0
381279898 | TNB | DISTRIBUTION | KUALA SELANGOR | Existing | RYB | 230/400 V |  |  | SERVICE LINE |  | 25_4C_AL_XLPE |  |  |  | 2.001 m |  | 4 | 0
381279903 | TNB | DISTRIBUTION | KUALA SELANGOR | Existing | RYB | 230/400 V |  |  | SERVICE LINE |  | 25_4C_AL_XLPE |  |  |  | 2.001 m |  | 4 | 0
381279908 | TNB | DISTRIBUTION | KUALA SELANGOR | Existing | RYB | 230/400 V |  |  | SERVICE LINE |  | 25_4C_AL_XLPE |  |  |  | 2.001 m |  | 4 | 0
381279913 | TNB | DISTRIBUTION | KUALA SELANGOR | Existing | RYB | 230/400 V |  |  | SERVICE LINE |  | 25_4C_AL_XLPE |  |  |  | 2.001 m |  | 4 | 0
381279918 | TNB | DISTRIBUTION | KUALA SELANGOR | Existing | RYB | 230/400 V |  |  | SERVICE LINE |  | 25_4C_AL_XLPE |  |  |  | 2.001 m |  | 4 | 0
381279923 | TNB | DISTRIBUTION | KUALA SELANGOR | Existing | RYB | 230/400 V |  |  | SERVICE LINE |  | 25_4C_AL_XLPE |  |  |  | 2.001 m |  | 4 | 0
381279928 | TNB | DISTRIBUTION | KUALA SELANGOR | Existing | RYB | 230/400 V |  |  | LV LINE |  | 185_4C_AL_PILC |  |  |  | 8.972 m |  | 4 | 0
381279933 | TNB | DISTRIBUTION | KUALA SELANGOR | Existing | RYB | 230/400 V |  |  | LV LINE |  | 185_4C_AL_XLPE |  |  |  | 7.168 m |  | 4 | 0
381279938 | TNB | DISTRIBUTION | KUALA SELANGOR | Existing | RYB | 230/400 V |  |  | LV LINE |  | 185_4C_AL_XLPE |  |  |  | 6.333 m |  | 4 | 0
381279943 | TNB | DISTRIBUTION | KUALA SELANGOR | Existing | RYB | 230/400 V |  |  | LV LINE |  | 185_4C_AL_XLPE |  |  |  | 27.236 m |  | 4 | 0
381279948 | TNB | DISTRIBUTION | KUALA SELANGOR | Existing | RYB | 230/400 V |  |  | LV LINE |  | 185_4C_AL_XLPE |  |  |  | 27.091 m |  | 4 | 0
381279953 | TNB | DISTRIBUTION | KUALA SELANGOR | Existing | RYB | 230/400 V |  |  | LV LINE |  | 185_4C_AL_PILC |  |  |  | 30.890 m |  | 4 | 0
381279958 | TNB | DISTRIBUTION | KUALA SELANGOR | Existing | RYB | 230/400 V |  |  | SERVICE LINE |  | 25_4C_AL_XLPE |  |  |  | 7.186 m |  | 4 | 0
381279963 | TNB | DISTRIBUTION | KUALA SELANGOR | Existing | RYB | 230/400 V |  |  | SERVICE LINE |  | 25_4C_AL_XLPE |  |  |  | 3.130 m |  | 4 | 0
381279968 | TNB | DISTRIBUTION | KUALA SELANGOR | Existing | RYB | 230/400 V |  |  | LV LINE |  | 185_4C_AL_PILC |  |  |  | 23.834 m |  | 4 | 0
381279973 | TNB | DISTRIBUTION | KUALA SELANGOR | Existing | RYB | 230/400 V |  |  | LV LINE |  | 185_4C_AL_XLPE |  |  |  | 23.206 m |  | 4 | 0
381279983 | TNB | DISTRIBUTION | KUALA SELANGOR | Existing | RYB | 230/400 V |  |  | LV LINE |  | 185_4C_AL_XLPE |  |  |  | 33.746 m |  | 4 | 0
381279993 | TNB | DISTRIBUTION | KUALA SELANGOR | Existing | RYB | 230/400 V |  |  | LV LINE |  | 185_4C_AL_XLPE |  |  |  | 17.987 m |  | 4 | 0
381279998 | TNB | DISTRIBUTION | KUALA SELANGOR | Existing | RYB | 230/400 V |  |  | LV LINE |  | 185_4C_AL_XLPE |  |  |  | 54.554 m |  | 4 | 0
381280008 | TNB | DISTRIBUTION | KUALA SELANGOR | Existing | RYB | 230/400 V |  |  | LV LINE |  | 185_4C_AL_XLPE |  |  |  | 29.046 m |  | 4 | 0
381280013 | TNB | DISTRIBUTION | KUALA SELANGOR | Existing | RYB | 230/400 V |  |  | LV LINE |  | 185_4C_AL_XLPE |  |  |  | 28.613 m |  | 4 | 0
381280018 | TNB | DISTRIBUTION | KUALA SELANGOR | Existing | RYB | 230/400 V |  |  | LV LINE |  | 185_4C_AL_XLPE |  |  |  | 45.238 m |  | 4 | 0
381280023 | TNB | DISTRIBUTION | KUALA SELANGOR | Existing | RYB | 230/400 V |  |  | LV LINE |  | 185_4C_AL_XLPE |  |  |  | 45.817 m |  | 4 | 0
381280028 | TNB | DISTRIBUTION | KUALA SELANGOR | Existing | RYB | 230/400 V |  |  | LV LINE |  | 185_4C_AL_XLPE |  |  |  | 157.887 m |  | 4 | 0
381280033 | TNB | DISTRIBUTION | KUALA SELANGOR | Existing | RYB | 230/400 V |  |  | LV LINE |  | 185_4C_AL_XLPE |  |  |  | 86.252 m |  | 4 | 0
381280038 | TNB | DISTRIBUTION | KUALA SELANGOR | Existing | RYB | 230/400 V |  |  | LV LINE |  | 185_4C_AL_XLPE |  |  |  | 377.883 m |  | 4 | 0
381280043 | TNB | DISTRIBUTION | KUALA SELANGOR | Existing | RYB | 230/400 V |  |  | LV LINE |  | 185_4C_AL_XLPE |  |  |  | 373.324 m |  | 4 | 0
381280048 | TNB | DISTRIBUTION | KUALA SELANGOR | Existing | RYB | 230/400 V |  |  | LV LINE |  | 25_4C_AL_XLPE |  |  |  | 17.072 m |  | 4 | 0
381280053 | TNB | DISTRIBUTION | KUALA SELANGOR | Existing | RYB | 230/400 V |  |  | LV LINE |  | 25_4C_AL_XLPE |  |  |  | 3.435 m |  | 4 | 0
381280058 | TNB | DISTRIBUTION | KUALA SELANGOR | Existing | RYB | 230/400 V |  |  | LV LINE |  | 185_4C_AL_XLPE |  |  |  | 324.968 m |  | 4 | 0
381280063 | TNB | DISTRIBUTION | KUALA SELANGOR | Existing | RYB | 230/400 V |  |  | LV LINE |  | 185_4C_AL_XLPE |  |  |  | 251.165 m |  | 4 | 0
381280068 | TNB | DISTRIBUTION | KUALA SELANGOR | Existing | RYB | 230/400 V |  |  | LV LINE |  | 185_4C_AL_XLPE |  |  |  | 248.675 m |  | 4 | 0
381280073 | TNB | DISTRIBUTION | KUALA SELANGOR | Existing | RYB | 230/400 V |  |  | LV LINE |  | 185_4C_AL_XLPE |  |  |  | 65.349 m |  | 4 | 0
381280078 | TNB | DISTRIBUTION | KUALA SELANGOR | Existing | RYB | 230/400 V |  |  | LV LINE |  | 185_4C_AL_XLPE |  |  |  | 64.723 m |  | 4 | 0
381280083 | TNB | DISTRIBUTION | KUALA SELANGOR | Existing | RYB | 230/400 V |  |  | SERVICE LINE |  | 25_4C_AL_XLPE |  |  |  | 15.155 m |  | 4 | 0
381280088 | TNB | DISTRIBUTION | KUALA SELANGOR | Existing | RYB | 230/400 V |  |  | SERVICE LINE |  | 25_4C_AL_XLPE |  |  |  | 12.372 m |  | 4 | 0
381280093 | TNB | DISTRIBUTION | KUALA SELANGOR | Existing | RYB | 230/400 V |  |  | SERVICE LINE |  | 25_4C_AL_XLPE |  |  |  | 13.144 m |  | 4 | 0
381280098 | TNB | DISTRIBUTION | KUALA SELANGOR | Existing | RYB | 230/400 V |  |  | SERVICE LINE |  | 25_4C_AL_XLPE |  |  |  | 13.681 m |  | 4 | 0
381280103 | TNB | DISTRIBUTION | KUALA SELANGOR | Existing | RYB | 230/400 V |  |  | SERVICE LINE |  | 25_4C_AL_XLPE |  |  |  | 13.062 m |  | 4 | 0
381280108 | TNB | DISTRIBUTION | KUALA SELANGOR | Existing | RYB | 230/400 V |  |  | SERVICE LINE |  | 25_4C_AL_XLPE |  |  |  | 12.790 m |  | 4 | 0
381280113 | TNB | DISTRIBUTION | KUALA SELANGOR | Existing | RYB | 230/400 V |  |  | SERVICE LINE |  | 25_4C_AL_XLPE |  |  |  | 11.871 m |  | 4 | 0
381280118 | TNB | DISTRIBUTION | KUALA SELANGOR | Existing | RYB | 230/400 V |  |  | SERVICE LINE |  | 25_4C_AL_XLPE |  |  |  | 14.560 m |  | 4 | 0
381280123 | TNB | DISTRIBUTION | KUALA SELANGOR | Existing | RYB | 230/400 V |  |  | SERVICE LINE |  | 25_4C_AL_XLPE |  |  |  | 12.640 m |  | 4 | 0
381280128 | TNB | DISTRIBUTION | KUALA SELANGOR | Existing | RYB | 230/400 V |  |  | SERVICE LINE |  | 25_4C_AL_XLPE |  |  |  | 12.983 m |  | 4 | 0
381280133 | TNB | DISTRIBUTION | KUALA SELANGOR | Existing | RYB | 230/400 V |  |  | SERVICE LINE |  | 25_4C_AL_XLPE |  |  |  | 32.417 m |  | 4 | 0
381280138 | TNB | DISTRIBUTION | KUALA SELANGOR | Existing | RYB | 230/400 V |  |  | SERVICE LINE |  | 25_4C_AL_XLPE |  |  |  | 17.418 m |  | 4 | 0
381280143 | TNB | DISTRIBUTION | KUALA SELANGOR | Existing | RYB | 230/400 V |  |  | SERVICE LINE |  | 25_4C_AL_XLPE |  |  |  | 15.053 m |  | 4 | 0
381280148 | TNB | DISTRIBUTION | KUALA SELANGOR | Existing | RYB | 230/400 V |  |  | SERVICE LINE |  | 25_4C_AL_XLPE |  |  |  | 27.337 m |  | 4 | 0
381280153 | TNB | DISTRIBUTION | KUALA SELANGOR | Existing | RYB | 230/400 V |  |  | SERVICE LINE |  | 25_4C_AL_XLPE |  |  |  | 29.541 m |  | 4 | 0
381280158 | TNB | DISTRIBUTION | KUALA SELANGOR | Existing | RYB | 230/400 V |  |  | SERVICE LINE |  | 25_4C_AL_XLPE |  |  |  | 16.086 m |  | 4 | 0
381280163 | TNB | DISTRIBUTION | KUALA SELANGOR | Existing | RYB | 230/400 V |  |  | SERVICE LINE |  | 25_4C_AL_XLPE |  |  |  | 14.643 m |  | 4 | 0
381280168 | TNB | DISTRIBUTION | KUALA SELANGOR | Existing | RYB | 230/400 V |  |  | SERVICE LINE |  | 25_4C_AL_XLPE |  |  |  | 27.167 m |  | 4 | 0
381280173 | TNB | DISTRIBUTION | KUALA SELANGOR | Existing | RYB | 230/400 V |  |  | SERVICE LINE |  | 25_4C_AL_XLPE |  |  |  | 14.993 m |  | 4 | 0
381280178 | TNB | DISTRIBUTION | KUALA SELANGOR | Existing | RYB | 230/400 V |  |  | SERVICE LINE |  | 25_4C_AL_XLPE |  |  |  | 13.788 m |  | 4 | 0
381280183 | TNB | DISTRIBUTION | KUALA SELANGOR | Existing | RYB | 230/400 V |  |  | SERVICE LINE |  | 25_4C_AL_XLPE |  |  |  | 15.961 m |  | 4 | 0
381280188 | TNB | DISTRIBUTION | KUALA SELANGOR | Existing | RYB | 230/400 V |  |  | SERVICE LINE |  | 25_4C_AL_XLPE |  |  |  | 23.842 m |  | 4 | 0
381280193 | TNB | DISTRIBUTION | KUALA SELANGOR | Existing | RYB | 230/400 V |  |  | SERVICE LINE |  | 25_4C_AL_XLPE |  |  |  | 19.080 m |  | 4 | 0
381280198 | TNB | DISTRIBUTION | KUALA SELANGOR | Existing | RYB | 230/400 V |  |  | SERVICE LINE |  | 25_4C_AL_XLPE |  |  |  | 20.403 m |  | 4 | 0
381280203 | TNB | DISTRIBUTION | KUALA SELANGOR | Existing | RYB | 230/400 V |  |  | SERVICE LINE |  | 25_4C_AL_XLPE |  |  |  | 26.858 m |  | 4 | 0
381280208 | TNB | DISTRIBUTION | KUALA SELANGOR | Existing | RYB | 230/400 V |  |  | SERVICE LINE |  | 25_4C_AL_XLPE |  |  |  | 23.658 m |  | 4 | 0
381280213 | TNB | DISTRIBUTION | KUALA SELANGOR | Existing | RYB | 230/400 V |  |  | SERVICE LINE |  | 25_4C_AL_XLPE |  |  |  | 20.663 m |  | 4 | 0
381280218 | TNB | DISTRIBUTION | KUALA SELANGOR | Existing | RYB | 230/400 V |  |  | SERVICE LINE |  | 25_4C_AL_XLPE |  |  |  | 18.598 m |  | 4 | 0
381280223 | TNB | DISTRIBUTION | KUALA SELANGOR | Existing | RYB | 230/400 V |  |  | SERVICE LINE |  | 25_4C_AL_XLPE |  |  |  | 22.046 m |  | 4 | 0
381280228 | TNB | DISTRIBUTION | KUALA SELANGOR | Existing | RYB | 230/400 V |  |  | SERVICE LINE |  | 25_4C_AL_XLPE |  |  |  | 29.854 m |  | 4 | 0
381280233 | TNB | DISTRIBUTION | KUALA SELANGOR | Existing | RYB | 230/400 V |  |  | SERVICE LINE |  | 25_4C_AL_XLPE |  |  |  | 19.670 m |  | 4 | 0
381280238 | TNB | DISTRIBUTION | KUALA SELANGOR | Existing | RYB | 230/400 V |  |  | SERVICE LINE |  | 25_4C_AL_XLPE |  |  |  | 21.922 m |  | 4 | 0
381280243 | TNB | DISTRIBUTION | KUALA SELANGOR | Existing | RYB | 230/400 V |  |  | SERVICE LINE |  | 25_4C_AL_XLPE |  |  |  | 21.545 m |  | 4 | 0
381280248 | TNB | DISTRIBUTION | KUALA SELANGOR | Existing | RYB | 230/400 V |  |  | SERVICE LINE |  | 25_4C_AL_XLPE |  |  |  | 18.224 m |  | 4 | 0
381280253 | TNB | DISTRIBUTION | KUALA SELANGOR | Existing | RYB | 230/400 V |  |  | SERVICE LINE |  | 25_4C_AL_XLPE |  |  |  | 20.608 m |  | 4 | 0
381280258 | TNB | DISTRIBUTION | KUALA SELANGOR | Existing | RYB | 230/400 V |  |  | SERVICE LINE |  | 25_4C_AL_XLPE |  |  |  | 27.085 m |  | 4 | 0
381280263 | TNB | DISTRIBUTION | KUALA SELANGOR | Existing | RYB | 230/400 V |  |  | SERVICE LINE |  | 25_4C_AL_XLPE |  |  |  | 36.924 m |  | 4 | 0
381280268 | TNB | DISTRIBUTION | KUALA SELANGOR | Existing | RYB | 230/400 V |  |  | SERVICE LINE |  | 25_4C_AL_XLPE |  |  |  | 20.592 m |  | 4 | 0
381280273 | TNB | DISTRIBUTION | KUALA SELANGOR | Existing | RYB | 230/400 V |  |  | SERVICE LINE |  | 25_4C_AL_XLPE |  |  |  | 19.448 m |  | 4 | 0
381280278 | TNB | DISTRIBUTION | KUALA SELANGOR | Existing | RYB | 230/400 V |  |  | SERVICE LINE |  | 25_4C_AL_XLPE |  |  |  | 13.118 m |  | 4 | 0
381280283 | TNB | DISTRIBUTION | KUALA SELANGOR | Existing | RYB | 230/400 V |  |  | SERVICE LINE |  | 25_4C_AL_XLPE |  |  |  | 19.390 m |  | 4 | 0
381280288 | TNB | DISTRIBUTION | KUALA SELANGOR | Existing | RYB | 230/400 V |  |  | SERVICE LINE |  | 25_4C_AL_XLPE |  |  |  | 20.295 m |  | 4 | 0
381280293 | TNB | DISTRIBUTION | KUALA SELANGOR | Existing | RYB | 230/400 V |  |  | SERVICE LINE |  | 25_4C_AL_XLPE |  |  |  | 12.409 m |  | 4 | 0
381280298 | TNB | DISTRIBUTION | KUALA SELANGOR | Existing | RYB | 230/400 V |  |  | SERVICE LINE |  | 25_4C_AL_XLPE |  |  |  | 12.143 m |  | 4 | 0
381280303 | TNB | DISTRIBUTION | KUALA SELANGOR | Existing | RYB | 230/400 V |  |  | SERVICE LINE |  | 25_4C_AL_XLPE |  |  |  | 18.988 m |  | 4 | 0
381280308 | TNB | DISTRIBUTION | KUALA SELANGOR | Existing | RYB | 230/400 V |  |  | SERVICE LINE |  | 25_4C_AL_XLPE |  |  |  | 30.503 m |  | 4 | 0
381280313 | TNB | DISTRIBUTION | KUALA SELANGOR | Existing | RYB | 230/400 V |  |  | SERVICE LINE |  | 25_4C_AL_XLPE |  |  |  | 23.775 m |  | 4 | 0
381280318 | TNB | DISTRIBUTION | KUALA SELANGOR | Existing | RYB | 230/400 V |  |  | SERVICE LINE |  | 25_4C_AL_XLPE |  |  |  | 20.033 m |  | 4 | 0
381280323 | TNB | DISTRIBUTION | KUALA SELANGOR | Existing | RYB | 230/400 V |  |  | SERVICE LINE |  | 25_4C_AL_XLPE |  |  |  | 21.793 m |  | 4 | 0
381280328 | TNB | DISTRIBUTION | KUALA SELANGOR | Existing | RYB | 230/400 V |  |  | SERVICE LINE |  | 25_4C_AL_XLPE |  |  |  | 30.614 m |  | 4 | 0
381280333 | TNB | DISTRIBUTION | KUALA SELANGOR | Existing | RYB | 230/400 V |  |  | SERVICE LINE |  | 25_4C_AL_XLPE |  |  |  | 23.233 m |  | 4 | 0
381280338 | TNB | DISTRIBUTION | KUALA SELANGOR | Existing | RYB | 230/400 V |  |  | SERVICE LINE |  | 25_4C_AL_XLPE |  |  |  | 19.753 m |  | 4 | 0
381280343 | TNB | DISTRIBUTION | KUALA SELANGOR | Existing | RYB | 230/400 V |  |  | SERVICE LINE |  | 25_4C_AL_XLPE |  |  |  | 21.600 m |  | 4 | 0
381280348 | TNB | DISTRIBUTION | KUALA SELANGOR | Existing | RYB | 230/400 V |  |  | SERVICE LINE |  | 25_4C_AL_XLPE |  |  |  | 19.920 m |  | 4 | 0
381280353 | TNB | DISTRIBUTION | KUALA SELANGOR | Existing | RYB | 230/400 V |  |  | SERVICE LINE |  | 25_4C_AL_XLPE |  |  |  | 12.914 m |  | 4 | 0
381280358 | TNB | DISTRIBUTION | KUALA SELANGOR | Existing | RYB | 230/400 V |  |  | SERVICE LINE |  | 25_4C_AL_XLPE |  |  |  | 13.109 m |  | 4 | 0
381280363 | TNB | DISTRIBUTION | KUALA SELANGOR | Existing | RYB | 230/400 V |  |  | SERVICE LINE |  | 25_4C_AL_XLPE |  |  |  | 19.691 m |  | 4 | 0
381280368 | TNB | DISTRIBUTION | KUALA SELANGOR | Existing | RYB | 230/400 V |  |  | SERVICE LINE |  | 25_4C_AL_XLPE |  |  |  | 18.905 m |  | 4 | 0
381280373 | TNB | DISTRIBUTION | KUALA SELANGOR | Existing | RYB | 230/400 V |  |  | SERVICE LINE |  | 25_4C_AL_XLPE |  |  |  | 21.075 m |  | 4 | 0
381280378 | TNB | DISTRIBUTION | KUALA SELANGOR | Existing | RYB | 230/400 V |  |  | SERVICE LINE |  | 25_4C_AL_XLPE |  |  |  | 27.672 m |  | 4 | 0
381280383 | TNB | DISTRIBUTION | KUALA SELANGOR | Existing | RYB | 230/400 V |  |  | SERVICE LINE |  | 25_4C_AL_XLPE |  |  |  | 17.832 m |  | 4 | 0
381280388 | TNB | DISTRIBUTION | KUALA SELANGOR | Existing | RYB | 230/400 V |  |  | SERVICE LINE |  | 25_4C_AL_XLPE |  |  |  | 11.703 m |  | 4 | 0
381280393 | TNB | DISTRIBUTION | KUALA SELANGOR | Existing | RYB | 230/400 V |  |  | SERVICE LINE |  | 25_4C_AL_XLPE |  |  |  | 13.409 m |  | 4 | 0
381280398 | TNB | DISTRIBUTION | KUALA SELANGOR | Existing | RYB | 230/400 V |  |  | SERVICE LINE |  | 25_4C_AL_XLPE |  |  |  | 21.152 m |  | 4 | 0
381280403 | TNB | DISTRIBUTION | KUALA SELANGOR | Existing | RYB | 230/400 V |  |  | SERVICE LINE |  | 25_4C_AL_XLPE |  |  |  | 24.550 m |  | 4 | 0
381280408 | TNB | DISTRIBUTION | KUALA SELANGOR | Existing | RYB | 230/400 V |  |  | SERVICE LINE |  | 25_4C_AL_XLPE |  |  |  | 18.394 m |  | 4 | 0
381280413 | TNB | DISTRIBUTION | KUALA SELANGOR | Existing | RYB | 230/400 V |  |  | SERVICE LINE |  | 25_4C_AL_XLPE |  |  |  | 18.487 m |  | 4 | 0
381280418 | TNB | DISTRIBUTION | KUALA SELANGOR | Existing | RYB | 230/400 V |  |  | SERVICE LINE |  | 25_4C_AL_XLPE |  |  |  | 24.013 m |  | 4 | 0
381280423 | TNB | DISTRIBUTION | KUALA SELANGOR | Existing | RYB | 230/400 V |  |  | SERVICE LINE |  | 25_4C_AL_XLPE |  |  |  | 32.551 m |  | 4 | 0
381280428 | TNB | DISTRIBUTION | KUALA SELANGOR | Existing | RYB | 230/400 V |  |  | SERVICE LINE |  | 25_4C_AL_XLPE |  |  |  | 29.860 m |  | 4 | 0
381280433 | TNB | DISTRIBUTION | KUALA SELANGOR | Existing | RYB | 230/400 V |  |  | SERVICE LINE |  | 25_4C_AL_XLPE |  |  |  | 16.169 m |  | 4 | 0
381280438 | TNB | DISTRIBUTION | KUALA SELANGOR | Existing | RYB | 230/400 V |  |  | SERVICE LINE |  | 25_4C_AL_XLPE |  |  |  | 15.528 m |  | 4 | 0
381280443 | TNB | DISTRIBUTION | KUALA SELANGOR | Existing | RYB | 230/400 V |  |  | SERVICE LINE |  | 25_4C_AL_XLPE |  |  |  | 32.067 m |  | 4 | 0
381280448 | TNB | DISTRIBUTION | KUALA SELANGOR | Existing | RYB | 230/400 V |  |  | SERVICE LINE |  | 25_4C_AL_XLPE |  |  |  | 19.845 m |  | 4 | 0
381280453 | TNB | DISTRIBUTION | KUALA SELANGOR | Existing | RYB | 230/400 V |  |  | SERVICE LINE |  | 25_4C_AL_XLPE |  |  |  | 18.977 m |  | 4 | 0
381280458 | TNB | DISTRIBUTION | KUALA SELANGOR | Existing | RYB | 230/400 V |  |  | SERVICE LINE |  | 25_4C_AL_XLPE |  |  |  | 30.170 m |  | 4 | 0
381280463 | TNB | DISTRIBUTION | KUALA SELANGOR | Existing | RYB | 230/400 V |  |  | SERVICE LINE |  | 25_4C_AL_XLPE |  |  |  | 17.365 m |  | 4 | 0
381280468 | TNB | DISTRIBUTION | KUALA SELANGOR | Existing | RYB | 230/400 V |  |  | SERVICE LINE |  | 25_4C_AL_XLPE |  |  |  | 17.208 m |  | 4 | 0
381280473 | TNB | DISTRIBUTION | KUALA SELANGOR | Existing | RYB | 230/400 V |  |  | SERVICE LINE |  | 25_4C_AL_XLPE |  |  |  | 30.822 m |  | 4 | 0
381280478 | TNB | DISTRIBUTION | KUALA SELANGOR | Existing | RYB | 230/400 V |  |  | SERVICE LINE |  | 25_4C_AL_XLPE |  |  |  | 18.435 m |  | 4 | 0
381280483 | TNB | DISTRIBUTION | KUALA SELANGOR | Existing | RYB | 230/400 V |  |  | SERVICE LINE |  | 25_4C_AL_XLPE |  |  |  | 17.180 m |  | 4 | 0
381280488 | TNB | DISTRIBUTION | KUALA SELANGOR | Existing | RYB | 230/400 V |  |  | SERVICE LINE |  | 25_4C_AL_XLPE |  |  |  | 17.105 m |  | 4 | 0
381280493 | TNB | DISTRIBUTION | KUALA SELANGOR | Existing | RYB | 230/400 V |  |  | SERVICE LINE |  | 25_4C_AL_XLPE |  |  |  | 16.484 m |  | 4 | 0
381280498 | TNB | DISTRIBUTION | KUALA SELANGOR | Existing | RYB | 230/400 V |  |  | SERVICE LINE |  | 25_4C_AL_XLPE |  |  |  | 19.755 m |  | 4 | 0
381280503 | TNB | DISTRIBUTION | KUALA SELANGOR | Existing | RYB | 230/400 V |  |  | SERVICE LINE |  | 25_4C_AL_XLPE |  |  |  | 18.265 m |  | 4 | 0
381280508 | TNB | DISTRIBUTION | KUALA SELANGOR | Existing | RYB | 230/400 V |  |  | SERVICE LINE |  | 25_4C_AL_XLPE |  |  |  | 16.527 m |  | 4 | 0
381280513 | TNB | DISTRIBUTION | KUALA SELANGOR | Existing | RYB | 230/400 V |  |  | SERVICE LINE |  | 25_4C_AL_XLPE |  |  |  | 16.019 m |  | 4 | 0
381280518 | TNB | DISTRIBUTION | KUALA SELANGOR | Existing | RYB | 230/400 V |  |  | SERVICE LINE |  | 25_4C_AL_XLPE |  |  |  | 21.556 m |  | 4 | 0
381280523 | TNB | DISTRIBUTION | KUALA SELANGOR | Existing | RYB | 230/400 V |  |  | SERVICE LINE |  | 25_4C_AL_XLPE |  |  |  | 18.918 m |  | 4 | 0
381280528 | TNB | DISTRIBUTION | KUALA SELANGOR | Existing | RYB | 230/400 V |  |  | SERVICE LINE |  | 25_4C_AL_XLPE |  |  |  | 28.861 m |  | 4 | 0
381280533 | TNB | DISTRIBUTION | KUALA SELANGOR | Existing | RYB | 230/400 V |  |  | SERVICE LINE |  | 25_4C_AL_XLPE |  |  |  | 13.123 m |  | 4 | 0
381280538 | TNB | DISTRIBUTION | KUALA SELANGOR | Existing | RYB | 230/400 V |  |  | LV LINE |  | 185_4C_AL_XLPE |  |  |  | 31.633 m |  | 4 | 0
381280543 | TNB | DISTRIBUTION | KUALA SELANGOR | Existing | RYB | 230/400 V |  |  | LV LINE |  | 185_4C_AL_XLPE |  |  |  | 32.231 m |  | 4 | 0
381280548 | TNB | DISTRIBUTION | KUALA SELANGOR | Existing | RYB | 230/400 V |  |  | LV LINE |  | 185_4C_AL_XLPE |  |  |  | 79.967 m |  | 4 | 0
381280553 | TNB | DISTRIBUTION | KUALA SELANGOR | Existing | RYB | 230/400 V |  |  | LV LINE |  | 185_4C_AL_XLPE |  |  |  | 81.403 m |  | 4 | 0
381280558 | TNB | DISTRIBUTION | KUALA SELANGOR | Existing | RYB | 230/400 V |  |  | LV LINE |  | 185_4C_AL_XLPE |  |  |  | 82.920 m |  | 4 | 0
381280563 | TNB | DISTRIBUTION | KUALA SELANGOR | Existing | RYB | 230/400 V |  |  | LV LINE |  | 185_4C_AL_XLPE |  |  |  | 84.467 m |  | 4 | 0
381280568 | TNB | DISTRIBUTION | KUALA SELANGOR | Existing | RYB | 230/400 V |  |  | SERVICE LINE |  | 185_4C_AL_XLPE |  |  |  | 53.983 m |  | 4 | 0
381280573 | TNB | DISTRIBUTION | KUALA SELANGOR | Existing | RYB | 230/400 V |  |  | SERVICE LINE |  | 185_4C_AL_XLPE |  |  |  | 111.317 m |  | 4 | 0
381280578 | TNB | DISTRIBUTION | KUALA SELANGOR | Existing | RYB | 230/400 V |  |  | SERVICE LINE |  | 185_4C_AL_XLPE |  |  |  | 196.256 m |  | 4 | 0
381280583 | TNB | DISTRIBUTION | KUALA SELANGOR | Existing | RYB | 230/400 V |  |  | SERVICE LINE |  | 185_4C_AL_XLPE |  |  |  | 212.190 m |  | 4 | 0
381280588 | TNB | DISTRIBUTION | KUALA SELANGOR | Existing | RYB | 230/400 V |  |  | SERVICE LINE |  | 185_4C_AL_XLPE |  |  |  | 211.954 m |  | 4 | 0
381280593 | TNB | DISTRIBUTION | KUALA SELANGOR | Existing | RYB | 230/400 V |  |  | LV LINE |  | 185_4C_AL_XLPE |  |  |  | 105.198 m |  | 4 | 0
381280598 | TNB | DISTRIBUTION | KUALA SELANGOR | Existing | RYB | 230/400 V |  |  | LV LINE |  | 185_4C_AL_XLPE |  |  |  | 51.081 m |  | 4 | 0
381280603 | TNB | DISTRIBUTION | KUALA SELANGOR | Existing | RYB | 230/400 V |  |  | LV LINE |  | 185_4C_AL_XLPE |  |  |  | 121.210 m |  | 4 | 0
381280608 | TNB | DISTRIBUTION | KUALA SELANGOR | Existing | RYB | 230/400 V |  |  | LV LINE |  | 185_4C_AL_XLPE |  |  |  | 62.241 m |  | 4 | 0
381280613 | TNB | DISTRIBUTION | KUALA SELANGOR | Existing | RYB | 230/400 V |  |  | SERVICE LINE |  | 70_4C_AL_XLPE |  |  |  | 2.894 m |  | 4 | 0
381280618 | TNB | DISTRIBUTION | KUALA SELANGOR | Existing | RYB | 230/400 V |  |  | LV LINE |  | 185_4C_AL_XLPE |  |  |  | 59.468 m |  | 4 | 0
381280623 | TNB | DISTRIBUTION | KUALA SELANGOR | Existing | RYB | 230/400 V |  |  | LV LINE |  | 185_4C_AL_XLPE |  |  |  | 60.044 m |  | 4 | 0
381280628 | TNB | DISTRIBUTION | KUALA SELANGOR | Existing | RYB | 230/400 V |  |  | LV LINE |  | 185_4C_AL_XLPE |  |  |  | 32.492 m |  | 4 | 0
381280633 | TNB | DISTRIBUTION | KUALA SELANGOR | Existing | RYB | 230/400 V |  |  | LV LINE |  | 185_4C_AL_XLPE |  |  |  | 1.750 m |  | 4 | 0
381280638 | TNB | DISTRIBUTION | KUALA SELANGOR | Existing | RYB | 230/400 V |  |  | LV LINE |  | 185_4C_AL_XLPE |  |  |  | 33.838 m |  | 4 | 0
381280643 | TNB | DISTRIBUTION | KUALA SELANGOR | Existing | RYB | 230/400 V |  |  | LV LINE |  | 185_4C_AL_XLPE |  |  |  | 33.079 m |  | 4 | 0
381280648 | TNB | DISTRIBUTION | KUALA SELANGOR | Existing | RYB | 230/400 V |  |  | SERVICE LINE |  | 25_4C_AL_XLPE |  |  |  | 13.715 m |  | 4 | 0
381280653 | TNB | DISTRIBUTION | KUALA SELANGOR | Existing | RYB | 230/400 V |  |  | SERVICE LINE |  | 25_4C_AL_XLPE |  |  |  | 8.304 m |  | 4 | 0
381280658 | TNB | DISTRIBUTION | KUALA SELANGOR | Existing | RYB | 230/400 V |  |  | LV LINE |  | 185_4C_AL_XLPE |  |  |  | 23.352 m |  | 4 | 0
381280668 | TNB | DISTRIBUTION | KUALA SELANGOR | Existing | RYB | 230/400 V |  |  | LV LINE |  | 185_4C_AL_XLPE |  |  |  | 36.736 m |  | 4 | 0
381280673 | TNB | DISTRIBUTION | KUALA SELANGOR | Existing | RYB | 230/400 V |  |  | LV LINE |  | 25_4C_AL_XLPE |  |  |  | 11.820 m |  | 4 | 0
381280678 | TNB | DISTRIBUTION | KUALA SELANGOR | Existing | RYB | 230/400 V |  |  | LV LINE |  | 25_4C_AL_XLPE |  |  |  | 1.126 m |  | 4 | 0
381280683 | TNB | DISTRIBUTION | KUALA SELANGOR | Existing | RYB | 230/400 V |  |  | LV LINE |  | 185_4C_AL_XLPE |  |  |  | 35.815 m |  | 4 | 0
381280688 | TNB | DISTRIBUTION | KUALA SELANGOR | Existing | RYB | 230/400 V |  |  | LV LINE |  | 185_4C_AL_XLPE |  |  |  | 34.665 m |  | 4 | 0
381280693 | TNB | DISTRIBUTION | KUALA SELANGOR | Existing | RYB | 230/400 V |  |  | LV LINE |  | 185_4C_AL_XLPE |  |  |  | 35.973 m |  | 4 | 0
381280698 | TNB | DISTRIBUTION | KUALA SELANGOR | Existing | RYB | 230/400 V |  |  | LV LINE |  | 185_4C_AL_PILC |  |  |  | 14.618 m |  | 4 | 0
381280703 | TNB | DISTRIBUTION | KUALA SELANGOR | Existing | RYB | 230/400 V |  |  | LV LINE |  | 300_4C_AL_XLPE |  |  |  | 4.909 m |  | 4 | 0
381280708 | TNB | DISTRIBUTION | KUALA SELANGOR | Existing | RYB | 230/400 V |  |  | LV LINE |  | 185_4C_AL_XLPE |  |  |  | 38.942 m |  | 4 | 0
381280713 | TNB | DISTRIBUTION | KUALA SELANGOR | Existing | RYB | 230/400 V |  |  | LV LINE |  | 185_4C_AL_XLPE |  |  |  | 39.466 m |  | 4 | 0
381280728 | TNB | DISTRIBUTION | KUALA SELANGOR | Existing | RYB | 230/400 V |  |  | SERVICE LINE |  | 185_4C_AL_PILC |  |  |  | 22.899 m |  | 4 | 0
381280733 | TNB | DISTRIBUTION | KUALA SELANGOR | Existing | RYB | 230/400 V |  |  | SERVICE LINE |  | 70_4C_AL_XLPE |  |  |  | 0.700 m |  | 4 | 0
381280738 | TNB | DISTRIBUTION | KUALA SELANGOR | Existing | RYB | 230/400 V |  |  | SERVICE LINE |  | 70_4C_AL_XLPE |  |  |  | 12.205 m | NETWORK TIADA | 4 | 0
381280743 | TNB | DISTRIBUTION | KUALA SELANGOR | Existing | RYB | 230/400 V |  |  | SERVICE LINE |  | 70_4C_AL_XLPE |  |  |  | 1.704 m |  | 4 | 0
381280748 | TNB | DISTRIBUTION | KUALA SELANGOR | Existing | RYB | 230/400 V |  |  | LV LINE |  | 185_4C_AL_XLPE |  |  |  | 99.369 m |  | 4 | 0
381280753 | TNB | DISTRIBUTION | KUALA SELANGOR | Existing | RYB | 230/400 V |  |  | LV LINE |  | 185_4C_AL_XLPE |  |  |  | 95.943 m |  | 4 | 0
381280758 | TNB | DISTRIBUTION | KUALA SELANGOR | Existing | RYB | 230/400 V |  |  | LV LINE |  | 185_4C_AL_XLPE |  |  |  | 30.390 m |  | 4 | 0
381280773 | TNB | DISTRIBUTION | KUALA SELANGOR | Existing | RYB | 230/400 V |  |  | LV LINE |  | 185_4C_AL_XLPE |  |  |  | 153.384 m |  | 4 | 0
381280778 | TNB | DISTRIBUTION | KUALA SELANGOR | Existing | RYB | 230/400 V |  |  | LV LINE |  | 185_4C_AL_XLPE |  |  |  | 152.886 m |  | 4 | 0
381280783 | TNB | DISTRIBUTION | KUALA SELANGOR | Existing | RYB | 230/400 V |  |  | LV LINE |  | 185_4C_AL_XLPE |  |  |  | 152.950 m |  | 4 | 0
381280788 | TNB | DISTRIBUTION | KUALA SELANGOR | Existing | RYB | 230/400 V |  |  | LV LINE |  | 185_4C_AL_XLPE |  |  |  | 24.012 m |  | 4 | 0
381280793 | TNB | DISTRIBUTION | KUALA SELANGOR | Existing | RYB | 230/400 V |  |  | LV LINE |  | 185_4C_AL_XLPE |  |  |  | 24.829 m |  | 4 | 0
381280798 | TNB | DISTRIBUTION | KUALA SELANGOR | Existing | RYB | 230/400 V |  |  | LV LINE |  | 300_4C_AL_PILC |  |  |  | 120.188 m |  | 4 | 0
381280803 | TNB | DISTRIBUTION | KUALA SELANGOR | Existing | RYB | 230/400 V |  |  | SERVICE LINE |  | 70_4C_AL_XLPE |  |  |  | 4.001 m |  | 4 | 0
381280808 | TNB | DISTRIBUTION | KUALA SELANGOR | Existing | RYB | 230/400 V |  |  | SERVICE LINE |  | 70_4C_AL_XLPE |  |  |  | 2.001 m |  | 4 | 0
381280818 | TNB | DISTRIBUTION | KUALA SELANGOR | Existing | RYB | 230/400 V |  |  | SERVICE LINE |  | 70_4C_AL_XLPE |  |  |  | 2.001 m |  | 4 | 0
381280823 | TNB | DISTRIBUTION | KUALA SELANGOR | Existing | RYB | 230/400 V |  |  | SERVICE LINE |  | 70_4C_AL_XLPE |  |  |  | 2.001 m |  | 4 | 0
381280828 | TNB | DISTRIBUTION | KUALA SELANGOR | Existing | RYB | 230/400 V |  |  | SERVICE LINE |  | 70_4C_AL_XLPE |  |  |  | 2.001 m |  | 4 | 0
381280838 | TNB | DISTRIBUTION | KUALA SELANGOR | Existing | RYB | 230/400 V |  |  | SERVICE LINE |  | 70_4C_AL_XLPE |  |  |  | 4.002 m |  | 4 | 0
381280843 | TNB | DISTRIBUTION | KUALA SELANGOR | Existing | RYB | 230/400 V |  |  | LV LINE |  | 185_4C_AL_XLPE |  |  |  | 42.030 m |  | 4 | 0
381280848 | TNB | DISTRIBUTION | KUALA SELANGOR | Existing | RYB | 230/400 V |  |  | LV LINE |  | 185_4C_AL_XLPE |  |  |  | 42.626 m |  | 4 | 0
381280853 | TNB | DISTRIBUTION | KUALA SELANGOR | Existing | RYB | 230/400 V |  |  | LV LINE |  | 185_4C_AL_XLPE |  |  |  | 42.072 m |  | 4 | 0
381280858 | TNB | DISTRIBUTION | KUALA SELANGOR | Existing | RYB | 230/400 V |  |  | LV LINE |  | 185_4C_AL_XLPE |  |  |  | 40.564 m |  | 4 | 0
381280863 | TNB | DISTRIBUTION | KUALA SELANGOR | Existing | RYB | 230/400 V |  |  | LV LINE |  | 185_4C_AL_XLPE |  |  |  | 47.600 m |  | 4 | 0
381280868 | TNB | DISTRIBUTION | KUALA SELANGOR | Existing | RYB | 230/400 V |  |  | LV LINE |  | 185_4C_AL_XLPE |  |  |  | 46.895 m |  | 4 | 0
381280873 | TNB | DISTRIBUTION | KUALA SELANGOR | Existing | RYB | 230/400 V |  |  | LV LINE |  | 185_4C_AL_XLPE |  |  |  | 45.350 m |  | 4 | 0
381280878 | TNB | DISTRIBUTION | KUALA SELANGOR | Existing | RYB | 230/400 V |  |  | LV LINE |  | 185_4C_AL_XLPE |  |  |  | 70.213 m |  | 4 | 0
381280883 | TNB | DISTRIBUTION | KUALA SELANGOR | Existing | RYB | 230/400 V |  |  | LV LINE |  | 185_4C_AL_XLPE |  |  |  | 71.157 m |  | 4 | 0
381280888 | TNB | DISTRIBUTION | KUALA SELANGOR | Existing | RYB | 230/400 V |  |  | LV LINE |  | 185_4C_AL_PILC |  |  |  | 87.802 m |  | 4 | 0
381280893 | TNB | DISTRIBUTION | KUALA SELANGOR | Existing | RYB | 230/400 V |  |  | LV LINE |  | 185_4C_AL_PILC |  |  |  | 88.967 m |  | 4 | 0
381280898 | TNB | DISTRIBUTION | KUALA SELANGOR | Existing | RYB | 230/400 V |  |  | LV LINE |  | 185_4C_AL_XLPE |  |  |  | 164.134 m |  | 4 | 0
381280903 | TNB | DISTRIBUTION | KUALA SELANGOR | Existing | RYB | 230/400 V |  |  | LV LINE |  | 185_4C_AL_XLPE |  |  |  | 41.396 m |  | 4 | 0
381280908 | TNB | DISTRIBUTION | KUALA SELANGOR | Existing | RYB | 230/400 V |  |  | SERVICE LINE |  | 25_4C_AL_PILC |  |  |  | 12.235 m |  | 4 | 0
381280918 | TNB | DISTRIBUTION | KUALA SELANGOR | Existing | RYB | 230/400 V |  |  | SERVICE LINE |  | 70_4C_AL_XLPE |  |  |  | 2.076 m |  | 4 | 0
381280923 | TNB | DISTRIBUTION | KUALA SELANGOR | Existing | RYB | 230/400 V |  |  | SERVICE LINE |  | 25_4C_AL_XLPE |  |  |  | 2.501 m |  | 4 | 0
381280928 | TNB | DISTRIBUTION | KUALA SELANGOR | Existing | RYB | 230/400 V |  |  | SERVICE LINE |  | 25_4C_AL_XLPE |  |  |  | 1.045 m |  | 4 | 0
381280934 | TNB | DISTRIBUTION | KUALA SELANGOR | Existing | RYB | 230/400 V |  |  | SERVICE LINE |  | 70_4C_AL_XLPE |  |  |  | 2.251 m |  | 4 | 0
381280939 | TNB | DISTRIBUTION | KUALA SELANGOR | Existing | RYB | 230/400 V |  |  | SERVICE LINE |  | 25_4C_AL_XLPE |  |  |  | 1.724 m |  | 4 | 0
381280944 | TNB | DISTRIBUTION | KUALA SELANGOR | Existing | RYB | 230/400 V |  |  | SERVICE LINE |  | 70_4C_AL_PILC |  |  |  | 0.712 m |  | 4 | 0
381280945 | TNB | DISTRIBUTION | KUALA SELANGOR | Existing | RYB | 230/400 V |  |  | LV LINE |  | 185_4C_AL_XLPE |  |  |  | 266.238 m |  | 4 | 0
381280950 | TNB | DISTRIBUTION | KUALA SELANGOR | Existing | RYB | 230/400 V |  |  | SERVICE LINE |  | 70_4C_AL_XLPE |  |  |  | 17.351 m |  | 4 | 0
381280955 | TNB | DISTRIBUTION | KUALA SELANGOR | Existing | RYB | 230/400 V |  |  | SERVICE LINE |  | 25_4C_AL_XLPE |  |  |  | 24.558 m |  | 4 | 0
381280960 | TNB | DISTRIBUTION | KUALA SELANGOR | Existing | RYB | 230/400 V |  |  | SERVICE LINE |  | 70_4C_AL_XLPE |  |  |  | 209.604 m |  | 4 | 0
381280965 | TNB | DISTRIBUTION | KUALA SELANGOR | Existing | RYB | 230/400 V |  |  | LV LINE |  | 185_4C_AL_PILC |  |  |  | 25.858 m |  | 4 | 0
381280970 | TNB | DISTRIBUTION | KUALA SELANGOR | Existing | RYB | 230/400 V |  |  | LV LINE |  | 185_4C_AL_PILC |  |  |  | 27.475 m |  | 4 | 0
381280975 | TNB | DISTRIBUTION | KUALA SELANGOR | Existing | RYB | 230/400 V |  |  | LV LINE |  | 185_4C_AL_XLPE |  |  |  | 27.640 m |  | 4 | 0
381280980 | TNB | DISTRIBUTION | KUALA SELANGOR | Existing | RYB | 230/400 V |  |  | SERVICE LINE |  | 70_4C_AL_XLPE |  |  |  | 44.682 m |  | 4 | 0
381280985 | TNB | DISTRIBUTION | KUALA SELANGOR | Existing | RYB | 230/400 V |  |  | LV LINE |  | 185_4C_AL_XLPE |  |  |  | 199.467 m |  | 4 | 0
381280990 | TNB | DISTRIBUTION | KUALA SELANGOR | Existing | RYB | 230/400 V |  |  | LV LINE |  | 185_4C_AL_XLPE |  |  |  | 133.316 m |  | 4 | 0
381280995 | TNB | DISTRIBUTION | KUALA SELANGOR | Existing | RYB | 230/400 V |  |  | SERVICE LINE |  | 25_4C_AL_XLPE |  |  |  | 2.160 m |  | 4 | 0
381281000 | TNB | DISTRIBUTION | KUALA SELANGOR | Existing | RYB | 230/400 V |  |  | LV LINE |  | 185_4C_AL_XLPE |  |  |  | 138.022 m |  | 4 | 0
381281005 | TNB | DISTRIBUTION | KUALA SELANGOR | Existing | RYB | 230/400 V |  |  | LV LINE |  | 185_4C_AL_XLPE |  |  |  | 78.463 m |  | 4 | 0
381281010 | TNB | DISTRIBUTION | KUALA SELANGOR | Existing | RYB | 230/400 V |  |  | SERVICE LINE |  | 25_4C_AL_XLPE |  |  |  | 40.539 m |  | 4 | 0
381281015 | TNB | DISTRIBUTION | KUALA SELANGOR | Existing | RYB | 230/400 V |  |  | SERVICE LINE |  | 70_4C_AL_PILC |  |  |  | 7.597 m |  | 4 | 0
381281020 | TNB | DISTRIBUTION | KUALA SELANGOR | Existing | RYB | 230/400 V |  |  | LV LINE |  | 185_4C_AL_XLPE |  |  |  | 36.369 m |  | 4 | 0
381281025 | TNB | DISTRIBUTION | KUALA SELANGOR | Existing | RYB | 230/400 V |  |  | LV LINE |  | 185_4C_AL_XLPE |  |  |  | 31.134 m |  | 4 | 0
381281030 | TNB | DISTRIBUTION | KUALA SELANGOR | Existing | RYB | 230/400 V |  |  | LV LINE |  | 185_4C_AL_XLPE |  |  |  | 142.501 m |  | 4 | 0
381281035 | TNB | DISTRIBUTION | KUALA SELANGOR | Existing | RYB | 230/400 V |  |  | LV LINE |  | 185_4C_AL_XLPE |  |  |  | 16.368 m |  | 4 | 0
381281040 | TNB | DISTRIBUTION | KUALA SELANGOR | Existing | RYB | 230/400 V |  |  | LV LINE |  | 185_4C_AL_XLPE |  |  |  | 35.024 m |  | 4 | 0
381281045 | TNB | DISTRIBUTION | KUALA SELANGOR | Existing | RYB | 230/400 V |  |  | LV LINE |  | 185_4C_AL_XLPE |  |  |  | 164.579 m |  | 4 | 0
381281055 | TNB | DISTRIBUTION | KUALA SELANGOR | Existing | RYB | 230/400 V |  |  | LV LINE |  | 185_4C_AL_XLPE |  |  |  | 44.785 m |  | 4 | 0
381281060 | TNB | DISTRIBUTION | KUALA SELANGOR | Existing | RYB | 230/400 V |  |  | LV LINE |  | 185_4C_AL_XLPE |  |  |  | 26.766 m |  | 4 | 0
381281070 | TNB | DISTRIBUTION | KUALA SELANGOR | Existing | RYB | 230/400 V |  |  | LV LINE |  | 185_4C_AL_XLPE |  |  |  | 15.540 m |  | 4 | 0
381281075 | TNB | DISTRIBUTION | KUALA SELANGOR | Existing | RYB | 230/400 V |  |  | LV LINE |  | 185_4C_AL_PILC |  |  |  | 32.839 m |  | 4 | 0
381281080 | TNB | DISTRIBUTION | KUALA SELANGOR | Existing | RYB | 230/400 V |  |  | SERVICE LINE |  | 25_4C_AL_XLPE |  |  |  | 8.517 m |  | 4 | 0
381281085 | TNB | DISTRIBUTION | KUALA SELANGOR | Existing | RYB | 230/400 V |  |  | SERVICE LINE |  | 25_4C_AL_XLPE |  |  |  | 1.248 m |  | 4 | 0
381281090 | TNB | DISTRIBUTION | KUALA SELANGOR | Existing | RYB | 230/400 V |  |  | SERVICE LINE |  | 25_4C_AL_XLPE |  |  |  | 1.850 m |  | 4 | 0
381281095 | TNB | DISTRIBUTION | KUALA SELANGOR | Existing | RYB | 230/400 V |  |  | SERVICE LINE |  | 25_4C_AL_XLPE |  |  |  | 20.231 m | punca bekalan tidak diketahui | 4 | 0
381281100 | TNB | DISTRIBUTION | KUALA SELANGOR | Existing | RYB | 230/400 V |  |  | LV LINE |  | 185_4C_AL_XLPE |  |  |  | 123.083 m | punca bekalan tidak diketahui | 4 | 0
381281105 | TNB | DISTRIBUTION | KUALA SELANGOR | Existing | RYB | 230/400 V |  |  | LV LINE |  | 185_4C_AL_XLPE |  |  |  | 17.930 m |  | 4 | 0
381281110 | TNB | DISTRIBUTION | KUALA SELANGOR | Existing | RYB | 230/400 V |  |  | LV LINE |  | 185_4C_AL_XLPE |  |  |  | 91.762 m |  | 4 | 0
381281115 | TNB | DISTRIBUTION | KUALA SELANGOR | Existing | RYB | 230/400 V |  |  | LV LINE |  | 185_4C_AL_XLPE |  |  |  | 99.320 m | punca bekalan tidak diketahui | 4 | 0
381281122 | TNB | DISTRIBUTION | KUALA SELANGOR | Existing | RYB | 230/400 V |  |  | SERVICE LINE |  | 25_4C_AL_PILC |  |  |  | 24.052 m |  | 4 | 0
381318158 | TNB | DISTRIBUTION | KUALA SELANGOR | Existing | RYB | 230/400 V |  |  | LV LINE |  | 300_4C_AL_XLPE |  |  |  | 32.996 m |  | 4 | 0
381318163 | TNB | DISTRIBUTION | KUALA SELANGOR | Existing | RYB | 230/400 V |  |  | LV LINE |  | 300_4C_AL_XLPE |  |  |  | 33.056 m |  | 4 | 0
381318168 | TNB | DISTRIBUTION | KUALA SELANGOR | Existing | RYB | 230/400 V |  |  | LV LINE |  | 300_4C_AL_XLPE |  |  |  | 9.658 m |  | 4 | 0
381318173 | TNB | DISTRIBUTION | KUALA SELANGOR | Existing | RYB | 230/400 V |  |  | LV LINE |  | 300_4C_AL_XLPE |  |  |  | 9.606 m |  | 4 | 0
381318182 | TNB | DISTRIBUTION | KUALA SELANGOR | Existing | RYB | 230/400 V |  |  | LV LINE |  | 70_4C_AL_XLPE |  |  |  | 35.636 m |  | 4 | 0
381318367 | TNB | DISTRIBUTION | KUALA SELANGOR | Existing | RYB | 230/400 V |  |  | LV LINE |  | 300_4C_AL_XLPE |  |  |  | 207.453 m |  | 4 | 0
381318372 | TNB | DISTRIBUTION | KUALA SELANGOR | Existing | RYB | 230/400 V |  |  | LV LINE |  | 300_4C_AL_XLPE |  |  |  | 206.892 m |  | 4 | 0
381318401 | TNB | DISTRIBUTION | KUALA SELANGOR | Existing | RYB | 230/400 V |  |  | LV LINE |  | 300_4C_AL_XLPE |  |  |  | 107.704 m |  | 4 | 0
381318406 | TNB | DISTRIBUTION | KUALA SELANGOR | Existing | RYB | 230/400 V |  |  | LV LINE |  | 300_4C_AL_XLPE |  |  |  | 106.347 m |  | 4 | 0
381318411 | TNB | DISTRIBUTION | KUALA SELANGOR | Existing | RYB | 230/400 V |  |  | LV LINE |  | 300_4C_AL_XLPE |  |  |  | 93.686 m |  | 4 | 0
381318416 | TNB | DISTRIBUTION | KUALA SELANGOR | Existing | RYB | 230/400 V |  |  | LV LINE |  | 300_4C_AL_XLPE |  |  |  | 92.124 m |  | 4 | 0
381318421 | TNB | DISTRIBUTION | KUALA SELANGOR | Existing | RYB | 230/400 V |  |  | LV LINE |  | 300_4C_AL_XLPE |  |  |  | 18.554 m |  | 4 | 0
381318426 | TNB | DISTRIBUTION | KUALA SELANGOR | Existing | RYB | 230/400 V |  |  | LV LINE |  | 300_4C_AL_XLPE |  |  |  | 18.420 m |  | 4 | 0
381318449 | TNB | DISTRIBUTION | KUALA SELANGOR | Existing | RYB | 230/400 V |  |  | LV LINE |  | 300_4C_AL_XLPE |  |  |  | 51.055 m |  | 4 | 0
381318454 | TNB | DISTRIBUTION | KUALA SELANGOR | Existing | RYB | 230/400 V |  |  | LV LINE |  | 300_4C_AL_XLPE |  |  |  | 50.924 m |  | 4 | 0
381318459 | TNB | DISTRIBUTION | KUALA SELANGOR | Existing | RYB | 230/400 V |  |  | LV LINE |  | 300_4C_AL_XLPE |  |  |  | 145.368 m |  | 4 | 0
381318464 | TNB | DISTRIBUTION | KUALA SELANGOR | Existing | RYB | 230/400 V |  |  | LV LINE |  | 300_4C_AL_XLPE |  |  |  | 146.667 m |  | 4 | 0
381318578 | TNB | DISTRIBUTION | KUALA SELANGOR | Existing | RYB | 230/400 V |  |  | LV LINE |  | 300_4C_AL_XLPE |  |  |  | 6.420 m |  | 4 | 0
381318583 | TNB | DISTRIBUTION | KUALA SELANGOR | Existing | RYB | 230/400 V |  |  | LV LINE |  | 300_4C_AL_XLPE |  |  |  | 6.413 m |  | 4 | 0
381318607 | TNB | DISTRIBUTION | KUALA SELANGOR | Existing | RYB | 230/400 V |  |  | LV LINE |  | 300_4C_AL_XLPE |  |  |  | 9.219 m |  | 4 | 0
381318616 | TNB | DISTRIBUTION | KUALA SELANGOR | Existing | RYB | 230/400 V |  |  | LV LINE |  | 300_4C_AL_XLPE |  |  |  | 9.236 m |  | 4 | 0
381318621 | TNB | DISTRIBUTION | KUALA SELANGOR | Existing | RYB | 230/400 V |  |  | LV LINE |  | 300_4C_AL_XLPE |  |  |  | 20.846 m |  | 4 | 0
381318692 | TNB | DISTRIBUTION | KUALA SELANGOR | Existing | RYB | 230/400 V |  |  | LV LINE |  | 300_4C_AL_XLPE |  |  |  | 4.905 m |  | 4 | 0
381318698 | TNB | DISTRIBUTION | KUALA SELANGOR | Existing | RYB | 230/400 V |  |  | LV LINE |  | 185_4C_AL_XLPE |  |  |  | 19.092 m |  | 4 | 0
381318703 | TNB | DISTRIBUTION | KUALA SELANGOR | Existing | RYB | 230/400 V |  |  | LV LINE |  | 185_4C_AL_XLPE |  |  |  | 19.837 m |  | 4 | 0
381318873 | TNB | DISTRIBUTION | KUALA SELANGOR | Existing | RYB | 230/400 V |  |  | LV LINE |  | 185_4C_AL_XLPE |  |  |  | 45.267 m |  | 4 | 0
381318919 | TNB | DISTRIBUTION | KUALA SELANGOR | Existing | RYB | 230/400 V |  |  | LV LINE |  | 185_4C_AL_XLPE |  |  |  | 28.049 m |  | 4 | 0
381318929 | TNB | DISTRIBUTION | KUALA SELANGOR | Existing | RYB | 230/400 V |  |  | LV LINE |  | 185_4C_AL_XLPE |  |  |  | 33.398 m |  | 4 | 0
381318957 | TNB | DISTRIBUTION | KUALA SELANGOR | Existing | RYB | 230/400 V |  |  | LV LINE |  | 185_4C_AL_XLPE |  |  |  | 31.167 m |  | 4 | 0
381319048 | TNB | DISTRIBUTION | KUALA SELANGOR | Existing | RYB | 230/400 V |  |  | LV LINE |  | 185_4C_AL_PILC |  |  |  | 68.280 m |  | 4 | 0
381319053 | TNB | DISTRIBUTION | KUALA SELANGOR | Existing | RYB | 230/400 V |  |  | LV LINE |  | 185_4C_AL_PILC |  |  |  | 35.325 m |  | 4 | 0
381319089 | TNB | DISTRIBUTION | KUALA SELANGOR | Existing | RYB | 230/400 V |  |  | LV LINE |  | 185_4C_AL_PILC |  |  |  | 13.363 m | UG185PILC | 4 | 0
381319289 | TNB | DISTRIBUTION | KUALA SELANGOR | Existing | RYB | 230/400 V |  |  | LV LINE |  | 300_4C_AL_PILC |  |  |  | 120.644 m |  | 4 | 0
381319294 | TNB | DISTRIBUTION | KUALA SELANGOR | Existing | RYB | 230/400 V |  |  | LV LINE |  | 185_4C_AL_PILC |  |  |  | 124.549 m |  | 4 | 0
381350844 | TNB | DISTRIBUTION | KUALA SELANGOR | Existing | RYB | 230/400 V |  |  | LV LINE |  | 185_4C_AL_XLPE |  |  |  | 97.847 m |  | 4 | 0
381350849 | TNB | DISTRIBUTION | KUALA SELANGOR | Existing | RYB | 230/400 V |  |  | LV LINE |  | 185_4C_AL_XLPE |  |  |  | 14.607 m |  | 4 | 0
381350854 | TNB | DISTRIBUTION | KUALA SELANGOR | Existing | RYB | 230/400 V |  |  | SERVICE LINE |  | 25_4C_AL_XLPE |  |  |  | 14.398 m |  | 4 | 0
381350859 | TNB | DISTRIBUTION | KUALA SELANGOR | Existing | RYB | 230/400 V |  |  | SERVICE LINE |  | 25_4C_AL_XLPE |  |  |  | 1.371 m |  | 4 | 0
381352598 | TNB | DISTRIBUTION | KUALA SELANGOR | Existing | RYB | 230/400 V |  |  | SERVICE LINE |  | 300_4C_AL_XLPE |  |  |  | 19.037 m |  | 4 | 0
381352603 | TNB | DISTRIBUTION | KUALA SELANGOR | Existing | RYB | 230/400 V |  |  | SERVICE LINE |  | 300_4C_AL_XLPE |  |  |  | 90.237 m |  | 4 | 0
381352608 | TNB | DISTRIBUTION | KUALA SELANGOR | Existing | RYB | 230/400 V |  |  | SERVICE LINE |  | 300_4C_AL_XLPE |  |  |  | 169.594 m |  | 4 | 0
381352613 | TNB | DISTRIBUTION | KUALA SELANGOR | Existing | RYB | 230/400 V |  |  | SERVICE LINE |  | 120_4C_AL_XLPE |  |  |  | 35.258 m |  | 4 | 0
381352618 | TNB | DISTRIBUTION | KUALA SELANGOR | Existing | RYB | 230/400 V |  |  | SERVICE LINE |  | 120_4C_AL_XLPE |  |  |  | 77.978 m |  | 4 | 0
381352623 | TNB | DISTRIBUTION | KUALA SELANGOR | Existing | RYB | 230/400 V |  |  | SERVICE LINE |  | 25_4C_AL_XLPE |  |  |  | 53.177 m |  | 4 | 0
381352628 | TNB | DISTRIBUTION | KUALA SELANGOR | Existing | RYB | 230/400 V |  |  | SERVICE LINE |  | 25_4C_AL_XLPE |  |  |  | 6.363 m |  | 4 | 0
381352633 | TNB | DISTRIBUTION | KUALA SELANGOR | Existing | RYB | 230/400 V |  |  | SERVICE LINE |  | 25_4C_AL_XLPE |  |  |  | 6.214 m |  | 4 | 0
381352638 | TNB | DISTRIBUTION | KUALA SELANGOR | Existing | RYB | 230/400 V |  |  | SERVICE LINE |  | 25_4C_AL_XLPE |  |  |  | 81.850 m |  | 4 | 0
381352643 | TNB | DISTRIBUTION | KUALA SELANGOR | Existing | RYB | 230/400 V |  |  | SERVICE LINE |  | 25_4C_AL_XLPE |  |  |  | 6.934 m |  | 4 | 0
381352648 | TNB | DISTRIBUTION | KUALA SELANGOR | Existing | RYB | 230/400 V |  |  | SERVICE LINE |  | 25_4C_AL_XLPE |  |  |  | 6.945 m |  | 4 | 0
381352653 | TNB | DISTRIBUTION | KUALA SELANGOR | Existing | RYB | 230/400 V |  |  | SERVICE LINE |  | 25_4C_AL_XLPE |  |  |  | 110.643 m |  | 4 | 0
381352658 | TNB | DISTRIBUTION | KUALA SELANGOR | Existing | RYB | 230/400 V |  |  | SERVICE LINE |  | 25_4C_AL_XLPE |  |  |  | 7.369 m |  | 4 | 0
381352663 | TNB | DISTRIBUTION | KUALA SELANGOR | Existing | RYB | 230/400 V |  |  | SERVICE LINE |  | 25_4C_AL_XLPE |  |  |  | 7.419 m |  | 4 | 0
381352668 | TNB | DISTRIBUTION | KUALA SELANGOR | Existing | RYB | 230/400 V |  |  | SERVICE LINE |  | 25_4C_AL_XLPE |  |  |  | 25.375 m |  | 4 | 0
381352677 | TNB | DISTRIBUTION | KUALA SELANGOR | Existing | RYB | 230/400 V |  |  | SERVICE LINE |  | 25_4C_AL_XLPE |  |  |  | 3.543 m |  | 4 | 0
381352682 | TNB | DISTRIBUTION | KUALA SELANGOR | Existing | RYB | 230/400 V |  |  | SERVICE LINE |  | 25_4C_AL_XLPE |  |  |  | 3.892 m |  | 4 | 0
381352687 | TNB | DISTRIBUTION | KUALA SELANGOR | Existing | RYB | 230/400 V |  |  | SERVICE LINE |  | 25_4C_AL_XLPE |  |  |  | 53.719 m |  | 4 | 0
381352692 | TNB | DISTRIBUTION | KUALA SELANGOR | Existing | RYB | 230/400 V |  |  | SERVICE LINE |  | 25_4C_AL_XLPE |  |  |  | 4.087 m |  | 4 | 0
381352697 | TNB | DISTRIBUTION | KUALA SELANGOR | Existing | RYB | 230/400 V |  |  | SERVICE LINE |  | 25_4C_AL_XLPE |  |  |  | 4.130 m |  | 4 | 0
381352702 | TNB | DISTRIBUTION | KUALA SELANGOR | Existing | RYB | 230/400 V |  |  | SERVICE LINE |  | 25_4C_AL_XLPE |  |  |  | 82.868 m |  | 4 | 0
381352707 | TNB | DISTRIBUTION | KUALA SELANGOR | Existing | RYB | 230/400 V |  |  | SERVICE LINE |  | 25_4C_AL_XLPE |  |  |  | 4.661 m |  | 4 | 0
381352712 | TNB | DISTRIBUTION | KUALA SELANGOR | Existing | RYB | 230/400 V |  |  | SERVICE LINE |  | 25_4C_AL_XLPE |  |  |  | 4.783 m |  | 4 | 0
381352717 | TNB | DISTRIBUTION | KUALA SELANGOR | Existing | RYB | 230/400 V |  |  | SERVICE LINE |  | 25_4C_AL_XLPE |  |  |  | 72.589 m |  | 4 | 0
381352722 | TNB | DISTRIBUTION | KUALA SELANGOR | Existing | RYB | 230/400 V |  |  | SERVICE LINE |  | 25_4C_AL_XLPE |  |  |  | 5.027 m |  | 4 | 0
381352727 | TNB | DISTRIBUTION | KUALA SELANGOR | Existing | RYB | 230/400 V |  |  | SERVICE LINE |  | 25_4C_AL_XLPE |  |  |  | 4.908 m |  | 4 | 0
381352732 | TNB | DISTRIBUTION | KUALA SELANGOR | Existing | RYB | 230/400 V |  |  | SERVICE LINE |  | 25_4C_AL_XLPE |  |  |  | 101.567 m |  | 4 | 0
381352737 | TNB | DISTRIBUTION | KUALA SELANGOR | Existing | RYB | 230/400 V |  |  | SERVICE LINE |  | 25_4C_AL_XLPE |  |  |  | 5.549 m |  | 4 | 0
381352742 | TNB | DISTRIBUTION | KUALA SELANGOR | Existing | RYB | 230/400 V |  |  | SERVICE LINE |  | 25_4C_AL_XLPE |  |  |  | 5.365 m |  | 4 | 0
381352747 | TNB | DISTRIBUTION | KUALA SELANGOR | Existing | RYB | 230/400 V |  |  | SERVICE LINE |  | 25_4C_AL_XLPE |  |  |  | 32.492 m |  | 4 | 0
381352752 | TNB | DISTRIBUTION | KUALA SELANGOR | Existing | RYB | 230/400 V |  |  | SERVICE LINE |  | 25_4C_AL_XLPE |  |  |  | 29.885 m |  | 4 | 0
381352757 | TNB | DISTRIBUTION | KUALA SELANGOR | Existing | RYB | 230/400 V |  |  | SERVICE LINE |  | 25_4C_AL_XLPE |  |  |  | 8.790 m |  | 4 | 0
381352762 | TNB | DISTRIBUTION | KUALA SELANGOR | Existing | RYB | 230/400 V |  |  | SERVICE LINE |  | 25_4C_AL_XLPE |  |  |  | 8.852 m |  | 4 | 0
381352767 | TNB | DISTRIBUTION | KUALA SELANGOR | Existing | RYB | 230/400 V |  |  | SERVICE LINE |  | 25_4C_AL_XLPE |  |  |  | 58.977 m |  | 4 | 0
381352772 | TNB | DISTRIBUTION | KUALA SELANGOR | Existing | RYB | 230/400 V |  |  | SERVICE LINE |  | 25_4C_AL_XLPE |  |  |  | 9.167 m |  | 4 | 0
381352777 | TNB | DISTRIBUTION | KUALA SELANGOR | Existing | RYB | 230/400 V |  |  | SERVICE LINE |  | 25_4C_AL_XLPE |  |  |  | 9.316 m |  | 4 | 0
381352782 | TNB | DISTRIBUTION | KUALA SELANGOR | Existing | RYB | 230/400 V |  |  | SERVICE LINE |  | 25_4C_AL_XLPE |  |  |  | 82.021 m |  | 4 | 0
381352787 | TNB | DISTRIBUTION | KUALA SELANGOR | Existing | RYB | 230/400 V |  |  | SERVICE LINE |  | 25_4C_AL_XLPE |  |  |  | 58.692 m |  | 4 | 0
381352792 | TNB | DISTRIBUTION | KUALA SELANGOR | Existing | RYB | 230/400 V |  |  | SERVICE LINE |  | 25_4C_AL_XLPE |  |  |  | 15.161 m |  | 4 | 0
381352797 | TNB | DISTRIBUTION | KUALA SELANGOR | Existing | RYB | 230/400 V |  |  | SERVICE LINE |  | 25_4C_AL_XLPE |  |  |  | 14.823 m |  | 4 | 0
381352802 | TNB | DISTRIBUTION | KUALA SELANGOR | Existing | RYB | 230/400 V |  |  | SERVICE LINE |  | 25_4C_AL_XLPE |  |  |  | 15.265 m |  | 4 | 0
381352807 | TNB | DISTRIBUTION | KUALA SELANGOR | Existing | RYB | 230/400 V |  |  | SERVICE LINE |  | 25_4C_AL_XLPE |  |  |  | 14.962 m |  | 4 | 0
381352894 | TNB | DISTRIBUTION | KUALA SELANGOR | Existing | RYB | 230/400 V |  |  | SERVICE LINE |  | 70_4C_AL_XLPE |  |  |  | 45.971 m |  | 4 | 0
381352899 | TNB | DISTRIBUTION | KUALA SELANGOR | Existing | RYB | 230/400 V |  |  | SERVICE LINE |  | 70_4C_AL_XLPE |  |  |  | 61.736 m |  | 4 | 0
381352904 | TNB | DISTRIBUTION | KUALA SELANGOR | Existing | RYB | 230/400 V |  |  | SERVICE LINE |  | 70_4C_AL_XLPE |  |  |  | 50.892 m |  | 4 | 0
381352909 | TNB | DISTRIBUTION | KUALA SELANGOR | Existing | RYB | 230/400 V |  |  | SERVICE LINE |  | 70_4C_AL_XLPE |  |  |  | 65.792 m |  | 4 | 0
381352914 | TNB | DISTRIBUTION | KUALA SELANGOR | Existing | RYB | 230/400 V |  |  | SERVICE LINE |  | 70_4C_AL_XLPE |  |  |  | 88.091 m |  | 4 | 0
381352919 | TNB | DISTRIBUTION | KUALA SELANGOR | Existing | RYB | 230/400 V |  |  | SERVICE LINE |  | 70_4C_AL_XLPE |  |  |  | 50.157 m |  | 4 | 0
381352924 | TNB | DISTRIBUTION | KUALA SELANGOR | Existing | RYB | 230/400 V |  |  | SERVICE LINE |  | 70_4C_AL_XLPE |  |  |  | 68.235 m |  | 4 | 0
381352929 | TNB | DISTRIBUTION | KUALA SELANGOR | Existing | RYB | 230/400 V |  |  | SERVICE LINE |  | 70_4C_AL_XLPE |  |  |  | 101.801 m |  | 4 | 0
381352934 | TNB | DISTRIBUTION | KUALA SELANGOR | Existing | RYB | 230/400 V |  |  | SERVICE LINE |  | 70_4C_AL_XLPE |  |  |  | 66.579 m |  | 4 | 0
381352939 | TNB | DISTRIBUTION | KUALA SELANGOR | Existing | RYB | 230/400 V |  |  | SERVICE LINE |  | 70_4C_AL_XLPE |  |  |  | 69.755 m |  | 4 | 0
381352944 | TNB | DISTRIBUTION | KUALA SELANGOR | Existing | RYB | 230/400 V |  |  | SERVICE LINE |  | 70_4C_AL_XLPE |  |  |  | 93.982 m |  | 4 | 0
381352949 | TNB | DISTRIBUTION | KUALA SELANGOR | Existing | RYB | 230/400 V |  |  | SERVICE LINE |  | 300_4C_AL_XLPE |  |  |  | 28.125 m |  | 4 | 0
381352954 | TNB | DISTRIBUTION | KUALA SELANGOR | Existing | RYB | 230/400 V |  |  | SERVICE LINE |  | 300_4C_AL_XLPE |  |  |  | 129.570 m |  | 4 | 0
381352959 | TNB | DISTRIBUTION | KUALA SELANGOR | Existing | RYB | 230/400 V |  |  | SERVICE LINE |  | 300_4C_AL_XLPE |  |  |  | 130.829 m |  | 4 | 0
381352964 | TNB | DISTRIBUTION | KUALA SELANGOR | Existing | RYB | 230/400 V |  |  | SERVICE LINE |  | 300_4C_AL_XLPE |  |  |  | 28.368 m |  | 4 | 0
381352974 | TNB | DISTRIBUTION | KUALA SELANGOR | Existing | RYB | 230/400 V |  |  | LV LINE |  | 185_4C_AL_XLPE |  |  |  | 112.155 m |  | 4 | 0
381352984 | TNB | DISTRIBUTION | KUALA SELANGOR | Existing | RYB | 230/400 V |  |  | SERVICE LINE |  | 25_4C_AL_XLPE |  |  |  | 18.286 m |  | 4 | 0
381352985 | TNB | DISTRIBUTION | KUALA SELANGOR | Existing | RYB | 230/400 V |  |  | SERVICE LINE |  | 25_4C_AL_XLPE |  |  |  | 12.180 m |  | 4 | 0
381352986 | TNB | DISTRIBUTION | KUALA SELANGOR | Existing | RYB | 230/400 V |  |  | SERVICE LINE |  | 25_4C_AL_XLPE |  |  |  | 0.914 m |  | 4 | 0
381352987 | TNB | DISTRIBUTION | KUALA SELANGOR | Existing | RYB | 230/400 V |  |  | SERVICE LINE |  | 25_4C_AL_XLPE |  |  |  | 0.879 m |  | 4 | 0
381352988 | TNB | DISTRIBUTION | KUALA SELANGOR | Existing | RYB | 230/400 V |  |  | LV LINE |  | 185_4C_AL_XLPE |  |  |  | 26.273 m |  | 4 | 0
381352993 | TNB | DISTRIBUTION | KUALA SELANGOR | Existing | RYB | 230/400 V |  |  | LV LINE |  | 185_4C_AL_XLPE |  |  |  | 32.274 m |  | 4 | 0
381353003 | TNB | DISTRIBUTION | KUALA SELANGOR | Existing | RYB | 230/400 V |  |  | LV LINE |  | 185_4C_AL_XLPE |  |  |  | 27.037 m |  | 4 | 0
381353008 | TNB | DISTRIBUTION | KUALA SELANGOR | Existing | RYB | 230/400 V |  |  | LV LINE |  | 185_4C_AL_XLPE |  |  |  | 16.715 m |  | 4 | 0
381353013 | TNB | DISTRIBUTION | KUALA SELANGOR | Existing | RYB | 230/400 V |  |  | SERVICE LINE |  | 25_4C_AL_XLPE |  |  |  | 6.014 m |  | 4 | 0
381353021 | TNB | DISTRIBUTION | KUALA SELANGOR | Existing | RYB | 230/400 V |  |  | LV LINE |  | 185_4C_AL_PILC |  |  |  | 8.176 m |  | 4 | 0
381353026 | TNB | DISTRIBUTION | KUALA SELANGOR | Existing | RYB | 230/400 V |  |  | LV LINE |  | 70_4C_AL_XLPE |  |  |  | 27.891 m |  | 4 | 0
381353031 | TNB | DISTRIBUTION | KUALA SELANGOR | Existing | RYB | 230/400 V |  |  | LV LINE |  | 185_4C_AL_XLPE |  |  |  | 17.659 m |  | 4 | 0
381353036 | TNB | DISTRIBUTION | KUALA SELANGOR | Existing | RYB | 230/400 V |  |  | SERVICE LINE |  | 185_4C_AL_XLPE |  |  |  | 2.615 m |  | 4 | 0
381353041 | TNB | DISTRIBUTION | KUALA SELANGOR | Existing | RYB | 230/400 V |  |  | SERVICE LINE |  | 185_4C_AL_XLPE |  |  |  | 0.730 m |  | 4 | 0
381353046 | TNB | DISTRIBUTION | KUALA SELANGOR | Existing | RYB | 230/400 V |  |  | LV LINE |  | 185_4C_AL_XLPE |  |  |  | 212.669 m |  | 4 | 0
381353051 | TNB | DISTRIBUTION | KUALA SELANGOR | Existing | RYB | 230/400 V |  |  | LV LINE |  | 185_4C_AL_XLPE |  |  |  | 8.281 m |  | 4 | 0
381353056 | TNB | DISTRIBUTION | KUALA SELANGOR | Existing | RYB | 230/400 V |  |  | LV LINE |  | 185_4C_AL_XLPE |  |  |  | 7.281 m |  | 4 | 0
381353061 | TNB | DISTRIBUTION | KUALA SELANGOR | Existing | RYB | 230/400 V |  |  | SERVICE LINE |  | 25_4C_AL_XLPE |  |  |  | 2.055 m |  | 4 | 0
381353066 | TNB | DISTRIBUTION | KUALA SELANGOR | Existing | RYB | 230/400 V |  |  | SERVICE LINE |  | 25_4C_AL_XLPE |  |  |  | 0.664 m |  | 4 | 0
381353071 | TNB | DISTRIBUTION | KUALA SELANGOR | Existing | RYB | 230/400 V |  |  | LV LINE |  | 185_4C_AL_XLPE |  |  |  | 144.256 m |  | 4 | 0
381353076 | TNB | DISTRIBUTION | KUALA SELANGOR | Existing | RYB | 230/400 V |  |  | SERVICE LINE |  | 25_4C_AL_XLPE |  |  |  | 10.754 m |  | 4 | 0
381353081 | TNB | DISTRIBUTION | KUALA SELANGOR | Existing | RYB | 230/400 V |  |  | SERVICE LINE |  | 25_4C_AL_XLPE |  |  |  | 0.600 m |  | 4 | 0
381353086 | TNB | DISTRIBUTION | KUALA SELANGOR | Existing | RYB | 230/400 V |  |  | SERVICE LINE |  | 25_4C_AL_XLPE |  |  |  | 1.381 m |  | 4 | 0
381353091 | TNB | DISTRIBUTION | KUALA SELANGOR | Existing | RYB | 230/400 V |  |  | SERVICE LINE |  | 25_4C_AL_XLPE |  |  |  | 0.509 m |  | 4 | 0
381353096 | TNB | DISTRIBUTION | KUALA SELANGOR | Existing | RYB | 230/400 V |  |  | LV LINE |  | 185_4C_AL_XLPE |  |  |  | 186.893 m |  | 4 | 0
381353106 | TNB | DISTRIBUTION | KUALA SELANGOR | Existing | RYB | 230/400 V |  |  | SERVICE LINE |  | 185_4C_AL_PILC |  |  |  | 19.967 m |  | 4 | 0
381353111 | TNB | DISTRIBUTION | KUALA SELANGOR | Existing | RYB | 230/400 V |  |  | LV LINE |  | 185_4C_AL_XLPE |  |  |  | 21.315 m |  | 4 | 0
381353121 | TNB | DISTRIBUTION | KUALA SELANGOR | Existing | RYB | 230/400 V |  |  | LV LINE |  | 120_4C_AL_XLPE |  |  |  | 41.206 m |  | 4 | 0
381353126 | TNB | DISTRIBUTION | KUALA SELANGOR | Existing | RYB | 230/400 V |  |  | SERVICE LINE |  | 25_4C_AL_XLPE |  |  |  | 16.114 m |  | 4 | 0
381353131 | TNB | DISTRIBUTION | KUALA SELANGOR | Existing | RYB | 230/400 V |  |  | LV LINE |  | 70_4C_AL_XLPE |  |  |  | 18.871 m |  | 4 | 0
381353141 | TNB | DISTRIBUTION | KUALA SELANGOR | Existing | RYB | 230/400 V |  |  | LV LINE |  | 70_4C_AL_XLPE |  |  |  | 54.291 m |  | 4 | 0
381353149 | TNB | DISTRIBUTION | KUALA SELANGOR | Existing | RYB | 230/400 V |  |  | LV LINE |  | 120_4C_AL_XLPE |  |  |  | 29.294 m |  | 4 | 0
381353154 | TNB | DISTRIBUTION | KUALA SELANGOR | Existing | RYB | 230/400 V |  |  | LV LINE |  | 120_4C_AL_XLPE |  |  |  | 98.942 m |  | 4 | 0
381353159 | TNB | DISTRIBUTION | KUALA SELANGOR | Existing | RYB | 230/400 V |  |  | LV LINE |  | 120_4C_AL_XLPE |  |  |  | 40.015 m |  | 4 | 0
381353164 | TNB | DISTRIBUTION | KUALA SELANGOR | Existing | RYB | 230/400 V |  |  | LV LINE |  | 120_4C_AL_XLPE |  |  |  | 151.770 m |  | 4 | 0
381353169 | TNB | DISTRIBUTION | KUALA SELANGOR | Existing | RYB | 230/400 V |  |  | SERVICE LINE |  | 70_4C_AL_XLPE |  |  |  | 2.602 m |  | 4 | 0
381353174 | TNB | DISTRIBUTION | KUALA SELANGOR | Existing | RYB | 230/400 V |  |  | LV LINE |  | 185_4C_AL_XLPE |  |  |  | 31.017 m |  | 4 | 0
381353179 | TNB | DISTRIBUTION | KUALA SELANGOR | Existing | RYB | 230/400 V |  |  | LV LINE |  | 185_4C_AL_XLPE |  |  |  | 31.941 m |  | 4 | 0
381353184 | TNB | DISTRIBUTION | KUALA SELANGOR | Existing | RYB | 230/400 V |  |  | LV LINE |  | 120_4C_AL_XLPE |  |  |  | 23.361 m |  | 4 | 0
381353189 | TNB | DISTRIBUTION | KUALA SELANGOR | Existing | RYB | 230/400 V |  |  | LV LINE |  | 185_4C_AL_XLPE |  |  |  | 62.435 m |  | 4 | 0
381353194 | TNB | DISTRIBUTION | KUALA SELANGOR | Existing | RYB | 230/400 V |  |  | LV LINE |  | 185_4C_AL_XLPE |  |  |  | 116.564 m |  | 4 | 0
381353199 | TNB | DISTRIBUTION | KUALA SELANGOR | Existing | RYB | 230/400 V |  |  | LV LINE |  | 185_4C_AL_XLPE |  |  |  | 115.247 m |  | 4 | 0
381353204 | TNB | DISTRIBUTION | KUALA SELANGOR | Existing | RYB | 230/400 V |  |  | SERVICE LINE |  | 70_4C_AL_XLPE |  |  |  | 0.615 m |  | 4 | 0
381353209 | TNB | DISTRIBUTION | KUALA SELANGOR | Existing | RYB | 230/400 V |  |  | LV LINE |  | 185_4C_AL_XLPE |  |  |  | 31.276 m |  | 4 | 0
381353214 | TNB | DISTRIBUTION | KUALA SELANGOR | Existing | RYB | 230/400 V |  |  | LV LINE |  | 185_4C_AL_XLPE |  |  |  | 188.087 m |  | 4 | 0
381353219 | TNB | DISTRIBUTION | KUALA SELANGOR | Existing | RYB | 230/400 V |  |  | LV LINE |  | 185_4C_AL_XLPE |  |  |  | 253.192 m |  | 4 | 0
381353224 | TNB | DISTRIBUTION | KUALA SELANGOR | Existing | RYB | 230/400 V |  |  | LV LINE |  | 185_4C_AL_XLPE |  |  |  | 119.088 m |  | 4 | 0
381353229 | TNB | DISTRIBUTION | KUALA SELANGOR | Existing | RYB | 230/400 V |  |  | LV LINE |  | 185_4C_AL_XLPE |  |  |  | 149.326 m |  | 4 | 0
381353234 | TNB | DISTRIBUTION | KUALA SELANGOR | Existing | RYB | 230/400 V |  |  | LV LINE |  | 185_4C_AL_XLPE |  |  |  | 76.544 m |  | 4 | 0
381353239 | TNB | DISTRIBUTION | KUALA SELANGOR | Existing | RYB | 230/400 V |  |  | LV LINE |  | 185_4C_AL_XLPE |  |  |  | 74.221 m |  | 4 | 0
381353247 | TNB | DISTRIBUTION | KUALA SELANGOR | Existing | RYB | 230/400 V |  |  | SERVICE LINE |  | 70_4C_AL_XLPE |  |  |  | 20.241 m |  | 4 | 0
381353252 | TNB | DISTRIBUTION | KUALA SELANGOR | Existing | RYB | 230/400 V |  |  | SERVICE LINE |  | 25_4C_AL_PILC |  |  |  | 15.780 m |  | 4 | 0
381353257 | TNB | DISTRIBUTION | KUALA SELANGOR | Existing | RYB | 230/400 V |  |  | LV LINE |  | 185_4C_AL_XLPE |  |  |  | 3.603 m |  | 4 | 0
381353262 | TNB | DISTRIBUTION | KUALA SELANGOR | Existing | RYB | 230/400 V |  |  | LV LINE |  | 185_4C_AL_XLPE |  |  |  | 3.383 m |  | 4 | 0
381353267 | TNB | DISTRIBUTION | KUALA SELANGOR | Existing | RYB | 230/400 V |  |  | LV LINE |  | 70_4C_AL_XLPE |  |  |  | 3.044 m |  | 4 | 0
381353281 | TNB | DISTRIBUTION | KUALA SELANGOR | Existing | RYB | 230/400 V |  |  | SERVICE LINE |  | 300_4C_AL_XLPE |  |  |  | 11.839 m |  | 4 | 0
381353286 | TNB | DISTRIBUTION | KUALA SELANGOR | Existing | RYB | 230/400 V |  |  | SERVICE LINE |  | 300_4C_AL_XLPE |  |  |  | 12.154 m |  | 4 | 0
381353297 | TNB | DISTRIBUTION | KUALA SELANGOR | Existing | RYB | 230/400 V |  |  | SERVICE LINE |  | 185_4C_AL_XLPE |  |  |  | 20.257 m |  | 4 | 0
381353302 | TNB | DISTRIBUTION | KUALA SELANGOR | Existing | RYB | 230/400 V |  |  | SERVICE LINE |  | 185_4C_AL_XLPE |  |  |  | 20.865 m |  | 4 | 0
381353307 | TNB | DISTRIBUTION | KUALA SELANGOR | Existing | RYB | 230/400 V |  |  | SERVICE LINE |  | 185_4C_AL_XLPE |  |  |  | 42.758 m |  | 4 | 0
381353334 | TNB | DISTRIBUTION | KUALA SELANGOR | Existing | RYB | 230/400 V |  |  | SERVICE LINE |  | 185_4C_AL_XLPE |  |  |  | 11.572 m |  | 4 | 0
381353454 | TNB | DISTRIBUTION | KUALA SELANGOR | Existing | RYB | 230/400 V |  |  | SERVICE LINE |  | 185_4C_AL_XLPE |  |  |  | 10.233 m |  | 4 | 0
381353459 | TNB | DISTRIBUTION | KUALA SELANGOR | Existing | RYB | 230/400 V |  |  | SERVICE LINE |  | 185_4C_AL_XLPE |  |  |  | 6.542 m |  | 4 | 0
381353464 | TNB | DISTRIBUTION | KUALA SELANGOR | Existing | RYB | 230/400 V |  |  | SERVICE LINE |  | 300_4C_AL_XLPE |  |  |  | 26.619 m |  | 4 | 0
381353469 | TNB | DISTRIBUTION | KUALA SELANGOR | Existing | RYB | 230/400 V |  |  | SERVICE LINE |  | 25_4C_AL_XLPE |  |  |  | 65.244 m |  | 4 | 0
381353474 | TNB | DISTRIBUTION | KUALA SELANGOR | Existing | RYB | 230/400 V |  |  | LV LINE |  | 185_4C_AL_XLPE |  |  |  | 6.609 m |  | 4 | 0
381353499 | TNB | DISTRIBUTION | KUALA SELANGOR | Existing | RYB | 230/400 V |  |  | SERVICE LINE |  | 70_4C_AL_XLPE |  |  |  | 15.266 m |  | 4 | 0
381353504 | TNB | DISTRIBUTION | KUALA SELANGOR | Existing | RYB | 230/400 V |  |  | SERVICE LINE |  | 70_4C_AL_XLPE |  |  |  | 10.654 m |  | 4 | 0
381363074 | TNB | DISTRIBUTION | KUALA SELANGOR | Existing | RYB | 230/400 V | Unknown |  | LV LINE |  | 7X_300_1C_AL_PVC/PVC |  |  |  | 0.251 m |  | 7 | 0
381363216 | TNB | DISTRIBUTION | KUALA SELANGOR | Existing | RYB | 230/400 V | Unknown |  | LV LINE |  | 7X_300_1C_AL_PVC/PVC |  |  |  | 0.241 m |  | 7 | 0
381363357 | TNB | DISTRIBUTION | KUALA SELANGOR | Existing | RYB | 230/400 V | Unknown |  | LV LINE |  | 4X_300_1C_AL_PVC/PVC |  |  |  | 0.335 m |  | 4 | 0
381363496 | TNB | DISTRIBUTION | KUALA SELANGOR | Existing | RYB | 230/400 V | Unknown |  | LV LINE |  | 4X_300_1C_AL_PVC/PVC |  |  |  | 0.304 m |  | 4 | 0
381363634 | TNB | DISTRIBUTION | KUALA SELANGOR | Existing | RYB | 230/400 V | Unknown |  | LV LINE |  | 7X_300_1C_AL_PVC/PVC |  |  |  | 0.382 m |  | 7 | 0
381363773 | TNB | DISTRIBUTION | KUALA SELANGOR | Existing | RYB | 230/400 V | Unknown |  | LV LINE |  | 4X_300_1C_AL_PVC/PVC |  |  |  | 0.557 m |  | 4 | 0
381363903 | TNB | DISTRIBUTION | KUALA SELANGOR | Existing | RYB | 230/400 V | Unknown |  | LV LINE |  | 7X_300_1C_AL_PVC/PVC |  |  |  | 0.278 m |  | 7 | 0
381364036 | TNB | DISTRIBUTION | KUALA SELANGOR | Existing | RYB | 230/400 V | Unknown |  | LV LINE |  | 4X_300_1C_AL_PVC/PVC |  |  |  | 0.284 m |  | 4 | 0
381364167 | TNB | DISTRIBUTION | KUALA SELANGOR | Existing | RYB | 230/400 V | Unknown |  | LV LINE |  | 4X_300_1C_AL_PVC/PVC |  |  |  | 0.480 m |  | 4 | 0
381364307 | TNB | DISTRIBUTION | KUALA SELANGOR | Existing | RYB | 230/400 V | Unknown |  | LV LINE |  | 7X_500_1C_CU_PVC/PVC |  |  |  | 0.322 m |  | 7 | 0
381481467 | TNB | DISTRIBUTION | KUALA SELANGOR | Existing | RYB | 230/400 V |  |  | LV LINE |  | 185_4C_AL_XLPE |  |  |  | 46.084 m |  | 4 | 0
381481477 | TNB | DISTRIBUTION | KUALA SELANGOR | Existing | RYB | 230/400 V |  |  | LV LINE |  | 185_4C_AL_XLPE |  |  |  | 38.932 m |  | 4 | 0
381481482 | TNB | DISTRIBUTION | KUALA SELANGOR | Existing | RYB | 230/400 V |  |  | SERVICE LINE |  | 25_4C_AL_PILC |  |  |  | 9.057 m |  | 4 | 0
381481487 | TNB | DISTRIBUTION | KUALA SELANGOR | Existing | RYB | 230/400 V |  |  | SERVICE LINE |  | 25_4C_AL_PILC |  |  |  | 0.799 m |  | 4 | 0
381481492 | TNB | DISTRIBUTION | KUALA SELANGOR | Existing | RYB | 230/400 V |  |  | LV LINE |  | 185_4C_AL_XLPE |  |  |  | 46.971 m |  | 4 | 0
381481502 | TNB | DISTRIBUTION | KUALA SELANGOR | Existing | RYB | 230/400 V |  |  | SERVICE LINE |  | 25_4C_AL_XLPE |  |  |  | 2.786 m |  | 4 | 0
381481503 | TNB | DISTRIBUTION | KUALA SELANGOR | Existing | RYB | 230/400 V |  |  | LV LINE |  | 25_4C_AL_XLPE |  |  |  | 0.695 m |  | 4 | 0
381481504 | TNB | DISTRIBUTION | KUALA SELANGOR | Existing | RYB | 230/400 V |  |  | SERVICE LINE |  | 25_4C_AL_XLPE |  |  |  | 40.869 m |  | 4 | 0
381481510 | TNB | DISTRIBUTION | KUALA SELANGOR | Existing | RYB | 230/400 V |  |  | SERVICE LINE |  | 70_4C_AL_XLPE |  |  |  | 56.955 m |  | 4 | 0
381481520 | TNB | DISTRIBUTION | KUALA SELANGOR | Existing | RYB | 230/400 V |  |  | LV LINE |  | 185_4C_AL_XLPE |  |  |  | 21.373 m |  | 4 | 0
381481525 | TNB | DISTRIBUTION | KUALA SELANGOR | Existing | RYB | 230/400 V |  |  | SERVICE LINE |  | 25_4C_AL_XLPE |  |  |  | 5.591 m |  | 4 | 0
381481533 | TNB | DISTRIBUTION | KUALA SELANGOR | Existing | RYB | 230/400 V |  |  | LV LINE |  | 185_4C_AL_PILC |  |  |  | 35.116 m |  | 4 | 0
381481543 | TNB | DISTRIBUTION | KUALA SELANGOR | Existing | RYB | 230/400 V |  |  | LV LINE |  | 185_4C_AL_PILC |  |  |  | 32.428 m |  | 4 | 0
381481548 | TNB | DISTRIBUTION | KUALA SELANGOR | Existing | RYB | 230/400 V |  |  | SERVICE LINE |  | 25_4C_AL_XLPE |  |  |  | 2.633 m |  | 4 | 0
381481553 | TNB | DISTRIBUTION | KUALA SELANGOR | Existing | RYB | 230/400 V |  |  | SERVICE LINE |  | 25_4C_AL_XLPE |  |  |  | 0.512 m |  | 4 | 0
381481558 | TNB | DISTRIBUTION | KUALA SELANGOR | Existing | RYB | 230/400 V |  |  | SERVICE LINE |  | 70_4C_AL_XLPE |  |  |  | 0.479 m |  | 4 | 0
381481563 | TNB | DISTRIBUTION | KUALA SELANGOR | Existing | RYB | 230/400 V |  |  | LV LINE |  | 185_4C_AL_PILC |  |  |  | 109.876 m |  | 4 | 0
381481568 | TNB | DISTRIBUTION | KUALA SELANGOR | Existing | RYB | 230/400 V |  |  | LV LINE |  | 185_4C_AL_PILC |  |  |  | 109.837 m |  | 4 | 0
381481588 | TNB | DISTRIBUTION | KUALA SELANGOR | Existing | RYB | 230/400 V |  |  | LV LINE |  | 185_4C_AL_XLPE |  |  |  | 2.298 m |  | 4 | 0
381481593 | TNB | DISTRIBUTION | KUALA SELANGOR | Existing | RYB | 230/400 V |  |  | LV LINE |  | 185_4C_AL_XLPE |  |  |  | 2.376 m |  | 4 | 0
381481598 | TNB | DISTRIBUTION | KUALA SELANGOR | Existing | RYB | 230/400 V |  |  | LV LINE |  | 185_4C_AL_XLPE |  |  |  | 74.079 m |  | 4 | 0
381481603 | TNB | DISTRIBUTION | KUALA SELANGOR | Existing | RYB | 230/400 V |  |  | SERVICE LINE |  | 25_4C_AL_XLPE |  |  |  | 44.150 m |  | 4 | 0
381481608 | TNB | DISTRIBUTION | KUALA SELANGOR | Existing | RYB | 230/400 V |  |  | SERVICE LINE |  | 25_4C_AL_XLPE |  |  |  | 4.219 m |  | 4 | 0
381481613 | TNB | DISTRIBUTION | KUALA SELANGOR | Existing | RYB | 230/400 V |  |  | LV LINE |  | 185_4C_AL_XLPE |  |  |  | 11.641 m |  | 4 | 0
381481618 | TNB | DISTRIBUTION | KUALA SELANGOR | Existing | RYB | 230/400 V |  |  | LV LINE |  | 70_4C_AL_PILC |  |  |  | 10.633 m |  | 4 | 0
381481628 | TNB | DISTRIBUTION | KUALA SELANGOR | Existing | RYB | 230/400 V |  |  | LV LINE |  | 185_4C_AL_XLPE |  |  |  | 40.774 m |  | 4 | 0
381481633 | TNB | DISTRIBUTION | KUALA SELANGOR | Existing | RYB | 230/400 V |  |  | LV LINE |  | 185_4C_AL_XLPE |  |  |  | 658.497 m |  | 4 | 0
381481638 | TNB | DISTRIBUTION | KUALA SELANGOR | Existing | RYB | 230/400 V |  |  | SERVICE LINE |  | 70_4C_AL_XLPE |  |  |  | 31.369 m |  | 4 | 0
381481643 | TNB | DISTRIBUTION | KUALA SELANGOR | Existing | RYB | 230/400 V |  |  | SERVICE LINE |  | 70_4C_AL_XLPE |  |  |  | 1.727 m |  | 4 | 0
381481648 | TNB | DISTRIBUTION | KUALA SELANGOR | Existing | RYB | 230/400 V |  |  | LV LINE |  | 70_4C_AL_XLPE |  |  |  | 52.929 m |  | 4 | 0
381481653 | TNB | DISTRIBUTION | KUALA SELANGOR | Existing | RYB | 230/400 V |  |  | LV LINE |  | 70_4C_AL_XLPE |  |  |  | 81.368 m |  | 4 | 0
381481658 | TNB | DISTRIBUTION | KUALA SELANGOR | Existing | RYB | 230/400 V |  |  | SERVICE LINE |  | 25_4C_AL_XLPE |  |  |  | 11.188 m |  | 4 | 0
381481659 | TNB | DISTRIBUTION | KUALA SELANGOR | Existing | RYB | 230/400 V |  |  | SERVICE LINE |  | 25_4C_AL_XLPE |  |  |  | 0.866 m |  | 4 | 0
381481660 | TNB | DISTRIBUTION | KUALA SELANGOR | Existing | RYB | 230/400 V |  |  | SERVICE LINE |  | 25_4C_AL_XLPE |  |  |  | 11.951 m |  | 4 | 0
381481665 | TNB | DISTRIBUTION | KUALA SELANGOR | Existing | RYB | 230/400 V |  |  | SERVICE LINE |  | 25_4C_AL_XLPE |  |  |  | 0.985 m |  | 4 | 0
381481710 | TNB | DISTRIBUTION | KUALA SELANGOR | Existing | RYB | 230/400 V |  |  | SERVICE LINE |  | 25_4C_AL_XLPE |  |  |  | 4.255 m |  | 4 | 0
381481715 | TNB | DISTRIBUTION | KUALA SELANGOR | Existing | RYB | 230/400 V |  |  | LV LINE |  | 70_4C_AL_PILC |  |  |  | 19.943 m |  | 4 | 0
381481720 | TNB | DISTRIBUTION | KUALA SELANGOR | Existing | RYB | 230/400 V |  |  | LV LINE |  | 185_4C_AL_XLPE |  |  |  | 41.808 m |  | 4 | 0
381481725 | TNB | DISTRIBUTION | KUALA SELANGOR | Existing | RYB | 230/400 V |  |  | LV LINE |  | 70_4C_AL_PILC |  |  |  | 16.164 m |  | 4 | 0
381481730 | TNB | DISTRIBUTION | KUALA SELANGOR | Existing | RYB | 230/400 V |  |  | LV LINE |  | 70_4C_AL_PILC |  |  |  | 0.460 m |  | 4 | 0
381481735 | TNB | DISTRIBUTION | KUALA SELANGOR | Existing | RYB | 230/400 V |  |  | LV LINE |  | 70_4C_AL_PILC |  |  |  | 0.538 m |  | 4 | 0
381481740 | TNB | DISTRIBUTION | KUALA SELANGOR | Existing | RYB | 230/400 V |  |  | LV LINE |  | 185_4C_AL_XLPE |  |  |  | 127.112 m |  | 4 | 0
381481745 | TNB | DISTRIBUTION | KUALA SELANGOR | Existing | RYB | 230/400 V |  |  | LV LINE |  | 185_4C_AL_XLPE |  |  |  | 53.539 m |  | 4 | 0
381481750 | TNB | DISTRIBUTION | KUALA SELANGOR | Existing | RYB | 230/400 V |  |  | LV LINE |  | 185_4C_AL_XLPE |  |  |  | 52.743 m |  | 4 | 0
381481755 | TNB | DISTRIBUTION | KUALA SELANGOR | Existing | RYB | 230/400 V |  |  | LV LINE |  | 185_4C_AL_XLPE |  |  |  | 36.018 m |  | 4 | 0
381481760 | TNB | DISTRIBUTION | KUALA SELANGOR | Existing | RYB | 230/400 V |  |  | LV LINE |  | 185_4C_AL_XLPE |  |  |  | 47.866 m |  | 4 | 0
381481765 | TNB | DISTRIBUTION | KUALA SELANGOR | Existing | RYB | 230/400 V |  |  | LV LINE |  | 185_4C_AL_XLPE |  |  |  | 0.487 m |  | 4 | 0
381481770 | TNB | DISTRIBUTION | KUALA SELANGOR | Existing | RYB | 230/400 V |  |  | LV LINE |  | 185_4C_AL_XLPE |  |  |  | 60.059 m |  | 4 | 0
381481775 | TNB | DISTRIBUTION | KUALA SELANGOR | Existing | RYB | 230/400 V |  |  | LV LINE |  | 120_4C_AL_XLPE |  |  |  | 2.943 m |  | 4 | 0
381481780 | TNB | DISTRIBUTION | KUALA SELANGOR | Existing | RYB | 230/400 V |  |  | LV LINE |  | 120_4C_AL_XLPE |  |  |  | 0.636 m |  | 4 | 0
381481785 | TNB | DISTRIBUTION | KUALA SELANGOR | Existing | RYB | 230/400 V |  |  | LV LINE |  | 185_4C_AL_XLPE |  |  |  | 0.732 m |  | 4 | 0
381481790 | TNB | DISTRIBUTION | KUALA SELANGOR | Existing | RYB | 230/400 V |  |  | LV LINE |  | 120_4C_AL_XLPE |  |  |  | 17.208 m |  | 4 | 0
381481795 | TNB | DISTRIBUTION | KUALA SELANGOR | Existing | RYB | 230/400 V |  |  | LV LINE |  | 120_4C_AL_XLPE |  |  |  | 0.504 m |  | 4 | 0
381481800 | TNB | DISTRIBUTION | KUALA SELANGOR | Existing | RYB | 230/400 V |  |  | LV LINE |  | 185_4C_AL_XLPE |  |  |  | 28.944 m |  | 4 | 0
381481805 | TNB | DISTRIBUTION | KUALA SELANGOR | Existing | RYB | 230/400 V |  |  | LV LINE |  | 185_4C_AL_XLPE |  |  |  | 29.462 m |  | 4 | 0
381481810 | TNB | DISTRIBUTION | KUALA SELANGOR | Existing | RYB | 230/400 V |  |  | SERVICE LINE |  | 25_4C_AL_XLPE |  |  |  | 10.352 m |  | 4 | 0
381481815 | TNB | DISTRIBUTION | KUALA SELANGOR | Existing | RYB | 230/400 V |  |  | SERVICE LINE |  | 25_4C_AL_XLPE |  |  |  | 0.524 m |  | 4 | 0
381481820 | TNB | DISTRIBUTION | KUALA SELANGOR | Existing | RYB | 230/400 V |  |  | LV LINE |  | 300_4C_AL_XLPE |  |  |  | 557.237 m |  | 4 | 0
381481830 | TNB | DISTRIBUTION | KUALA SELANGOR | Existing | RYB | 230/400 V |  |  | LV LINE |  | 185_4C_AL_XLPE |  |  |  | 30.088 m |  | 4 | 0
381481840 | TNB | DISTRIBUTION | KUALA SELANGOR | Existing | RYB | 230/400 V |  |  | SERVICE LINE |  | 25_4C_AL_XLPE |  |  |  | 23.145 m |  | 4 | 0
381481845 | TNB | DISTRIBUTION | KUALA SELANGOR | Existing | RYB | 230/400 V |  |  | SERVICE LINE |  | 25_4C_AL_XLPE |  |  |  | 0.581 m |  | 4 | 0
381481850 | TNB | DISTRIBUTION | KUALA SELANGOR | Existing | RYB | 230/400 V |  |  | LV LINE |  | 300_4C_AL_XLPE |  |  |  | 41.393 m |  | 4 | 0
381481855 | TNB | DISTRIBUTION | KUALA SELANGOR | Existing | RYB | 230/400 V |  |  | LV LINE |  | 300_4C_AL_XLPE |  |  |  | 41.736 m |  | 4 | 0
381481860 | TNB | DISTRIBUTION | KUALA SELANGOR | Existing | RYB | 230/400 V |  |  | LV LINE |  | 185_4C_AL_XLPE |  |  |  | 62.807 m |  | 4 | 0
381481865 | TNB | DISTRIBUTION | KUALA SELANGOR | Existing | RYB | 230/400 V |  |  | SERVICE LINE |  | 120_4C_AL_XLPE |  |  |  | 4.175 m |  | 4 | 0
381481870 | TNB | DISTRIBUTION | KUALA SELANGOR | Existing | RYB | 230/400 V |  |  | SERVICE LINE |  | 120_4C_AL_XLPE |  |  |  | 5.008 m |  | 4 | 0
381481875 | TNB | DISTRIBUTION | KUALA SELANGOR | Existing | RYB | 230/400 V |  |  | SERVICE LINE |  | 25_4C_AL_XLPE |  |  |  | 47.215 m |  | 4 | 0
381481880 | TNB | DISTRIBUTION | KUALA SELANGOR | Existing | RYB | 230/400 V |  |  | SERVICE LINE |  | 25_4C_AL_XLPE |  |  |  | 0.816 m |  | 4 | 0
381481885 | TNB | DISTRIBUTION | KUALA SELANGOR | Existing | RYB | 230/400 V |  |  | SERVICE LINE |  | 70_4C_AL_XLPE |  |  |  | 19.921 m |  | 4 | 0
381481890 | TNB | DISTRIBUTION | KUALA SELANGOR | Existing | RYB | 230/400 V |  |  | SERVICE LINE |  | 70_4C_AL_XLPE |  |  |  | 0.524 m |  | 4 | 0
381481895 | TNB | DISTRIBUTION | KUALA SELANGOR | Existing | RYB | 230/400 V |  |  | SERVICE LINE |  | 70_4C_AL_PILC |  |  |  | 95.598 m |  | 4 | 0
381481900 | TNB | DISTRIBUTION | KUALA SELANGOR | Existing | RYB | 230/400 V |  |  | SERVICE LINE |  | 70_4C_AL_PILC |  |  |  | 0.623 m |  | 4 | 0
381481905 | TNB | DISTRIBUTION | KUALA SELANGOR | Existing | RYB | 230/400 V |  |  | LV LINE |  | 300_4C_AL_XLPE |  |  |  | 126.840 m |  | 4 | 0
381481910 | TNB | DISTRIBUTION | KUALA SELANGOR | Existing | RYB | 230/400 V |  |  | LV LINE |  | 300_4C_AL_XLPE |  |  |  | 125.389 m |  | 4 | 0
381481915 | TNB | DISTRIBUTION | KUALA SELANGOR | Existing | RYB | 230/400 V |  |  | LV LINE |  | 185_4C_AL_XLPE |  |  |  | 41.264 m |  | 4 | 0
381481920 | TNB | DISTRIBUTION | KUALA SELANGOR | Existing | RYB | 230/400 V |  |  | LV LINE |  | 185_4C_AL_XLPE |  |  |  | 41.372 m |  | 4 | 0
381481925 | TNB | DISTRIBUTION | KUALA SELANGOR | Existing | RYB | 230/400 V |  |  | SERVICE LINE |  | 70_4C_AL_XLPE |  |  |  | 12.774 m |  | 4 | 0
381481930 | TNB | DISTRIBUTION | KUALA SELANGOR | Existing | RYB | 230/400 V |  |  | SERVICE LINE |  | 25_4C_AL_XLPE |  |  |  | 2.501 m |  | 4 | 0
381481935 | TNB | DISTRIBUTION | KUALA SELANGOR | Existing | RYB | 230/400 V |  |  | SERVICE LINE |  | 25_4C_AL_XLPE |  |  |  | 18.077 m |  | 4 | 0
381481940 | TNB | DISTRIBUTION | KUALA SELANGOR | Existing | RYB | 230/400 V |  |  | SERVICE LINE |  | 25_4C_AL_XLPE |  |  |  | 30.915 m |  | 4 | 0
381481945 | TNB | DISTRIBUTION | KUALA SELANGOR | Existing | RYB | 230/400 V |  |  | SERVICE LINE |  | 25_4C_AL_XLPE |  |  |  | 2.500 m |  | 4 | 0
381481950 | TNB | DISTRIBUTION | KUALA SELANGOR | Existing | RYB | 230/400 V |  |  | LV LINE |  | 185_4C_AL_XLPE |  |  |  | 26.982 m |  | 4 | 0
381481955 | TNB | DISTRIBUTION | KUALA SELANGOR | Existing | RYB | 230/400 V |  |  | LV LINE |  | 185_4C_AL_XLPE |  |  |  | 25.140 m |  | 4 | 0
381481975 | TNB | DISTRIBUTION | KUALA SELANGOR | Existing | RYB | 230/400 V |  |  | LV LINE |  | 185_4C_AL_XLPE |  |  |  | 113.251 m |  | 4 | 0
381481990 | TNB | DISTRIBUTION | KUALA SELANGOR | Existing | RYB | 230/400 V |  |  | LV LINE |  | 185_4C_AL_XLPE |  |  |  | 77.420 m |  | 4 | 0
381481995 | TNB | DISTRIBUTION | KUALA SELANGOR | Existing | RYB | 230/400 V |  |  | SERVICE LINE |  | 25_4C_AL_XLPE |  |  |  | 31.240 m |  | 4 | 0
381482000 | TNB | DISTRIBUTION | KUALA SELANGOR | Existing | RYB | 230/400 V |  |  | SERVICE LINE |  | 25_4C_AL_XLPE |  |  |  | 1.353 m |  | 4 | 0
381482005 | TNB | DISTRIBUTION | KUALA SELANGOR | Existing | RYB | 230/400 V |  |  | LV LINE |  | 185_4C_AL_PILC |  |  |  | 78.035 m |  | 4 | 0
381482015 | TNB | DISTRIBUTION | KUALA SELANGOR | Existing | RYB | 230/400 V |  |  | LV LINE |  | 185_4C_AL_PILC |  |  |  | 1.001 m |  | 4 | 0
381482025 | TNB | DISTRIBUTION | KUALA SELANGOR | Existing | RYB | 230/400 V |  |  | SERVICE LINE |  | 70_4C_AL_PILC |  |  |  | 56.818 m |  | 4 | 0
381482030 | TNB | DISTRIBUTION | KUALA SELANGOR | Existing | RYB | 230/400 V |  |  | SERVICE LINE |  | 70_4C_AL_PILC |  |  |  | 1.675 m |  | 4 | 0
381482035 | TNB | DISTRIBUTION | KUALA SELANGOR | Existing | RYB | 230/400 V |  |  | SERVICE LINE |  | 25_4C_AL_XLPE |  |  |  | 7.832 m |  | 4 | 0
381482040 | TNB | DISTRIBUTION | KUALA SELANGOR | Existing | RYB | 230/400 V |  |  | SERVICE LINE |  | 25_4C_AL_XLPE |  |  |  | 2.245 m |  | 4 | 0
381482045 | TNB | DISTRIBUTION | KUALA SELANGOR | Existing | RYB | 230/400 V |  |  | SERVICE LINE |  | 25_4C_AL_XLPE |  |  |  | 2.523 m |  | 4 | 0
381482050 | TNB | DISTRIBUTION | KUALA SELANGOR | Existing | RYB | 230/400 V |  |  | LV LINE |  | 185_4C_AL_XLPE |  |  |  | 26.405 m |  | 4 | 0
381482055 | TNB | DISTRIBUTION | KUALA SELANGOR | Existing | RYB | 230/400 V |  |  | LV LINE |  | 185_4C_AL_PILC |  |  |  | 24.455 m |  | 4 | 0
381482060 | TNB | DISTRIBUTION | KUALA SELANGOR | Existing | RYB | 230/400 V |  |  | LV LINE |  | 120_4C_AL_PILC |  |  |  | 20.524 m |  | 4 | 0
381482065 | TNB | DISTRIBUTION | KUALA SELANGOR | Existing | RYB | 230/400 V |  |  | LV LINE |  | 185_4C_AL_PILC |  |  |  | 22.259 m |  | 4 | 0
381482070 | TNB | DISTRIBUTION | KUALA SELANGOR | Existing | RYB | 230/400 V |  |  | SERVICE LINE |  | 25_4C_AL_XLPE |  |  |  | 0.709 m |  | 4 | 0
381482075 | TNB | DISTRIBUTION | KUALA SELANGOR | Existing | RYB | 230/400 V |  |  | SERVICE LINE |  | 25_4C_AL_XLPE |  |  |  | 0.604 m |  | 4 | 0
381482080 | TNB | DISTRIBUTION | KUALA SELANGOR | Existing | RYB | 230/400 V |  |  | LV LINE |  | 185_4C_AL_XLPE |  |  |  | 69.780 m |  | 4 | 0
381482085 | TNB | DISTRIBUTION | KUALA SELANGOR | Existing | RYB | 230/400 V |  |  | LV LINE |  | 185_4C_AL_XLPE |  |  |  | 47.550 m |  | 4 | 0
381482090 | TNB | DISTRIBUTION | KUALA SELANGOR | Existing | RYB | 230/400 V |  |  | LV LINE |  | 185_4C_AL_XLPE |  |  |  | 108.225 m |  | 4 | 0
381482095 | TNB | DISTRIBUTION | KUALA SELANGOR | Existing | RYB | 230/400 V |  |  | LV LINE |  | 185_4C_AL_XLPE |  |  |  | 69.167 m | sl | 4 | 0
381482100 | TNB | DISTRIBUTION | KUALA SELANGOR | Existing | RYB | 230/400 V |  |  | LV LINE |  | 185_4C_AL_XLPE |  |  |  | 68.034 m | sl | 4 | 0
381482105 | TNB | DISTRIBUTION | KUALA SELANGOR | Existing | RYB | 230/400 V |  |  | LV LINE |  | 185_4C_AL_XLPE |  |  |  | 78.334 m | j,sl,s,incoming185 | 4 | 0
381482110 | TNB | DISTRIBUTION | KUALA SELANGOR | Existing | RYB | 230/400 V |  |  | LV LINE |  | 185_4C_AL_XLPE |  |  |  | 41.752 m | j,sl,s,incoming185 | 4 | 0
381482115 | TNB | DISTRIBUTION | KUALA SELANGOR | Existing | RYB | 230/400 V |  |  | LV LINE |  | 185_4C_AL_XLPE |  |  |  | 43.849 m | j,sl,s,incoming185 | 4 | 0
381482120 | TNB | DISTRIBUTION | KUALA SELANGOR | Existing | RYB | 230/400 V |  |  | LV LINE |  | 185_4C_AL_XLPE |  |  |  | 130.452 m |  | 4 | 0
381482125 | TNB | DISTRIBUTION | KUALA SELANGOR | Existing | RYB | 230/400 V |  |  | LV LINE |  | 185_4C_AL_PILC |  |  |  | 75.472 m |  | 4 | 0
381482135 | TNB | DISTRIBUTION | KUALA SELANGOR | Existing | RYB | 230/400 V |  |  | SERVICE LINE |  | 25_4C_AL_XLPE |  |  |  | 11.294 m |  | 4 | 0
381482145 | TNB | DISTRIBUTION | KUALA SELANGOR | Existing | RYB | 230/400 V |  |  | LV LINE |  | 185_4C_AL_XLPE |  |  |  | 51.591 m |  | 4 | 0
381482155 | TNB | DISTRIBUTION | KUALA SELANGOR | Existing | RYB | 230/400 V |  |  | LV LINE |  | 185_4C_AL_PILC |  |  |  | 53.102 m |  | 4 | 0
381482160 | TNB | DISTRIBUTION | KUALA SELANGOR | Existing | RYB | 230/400 V |  |  | SERVICE LINE |  | 25_4C_AL_XLPE |  |  |  | 8.416 m |  | 4 | 0
381482165 | TNB | DISTRIBUTION | KUALA SELANGOR | Existing | RYB | 230/400 V |  |  | SERVICE LINE |  | 25_4C_AL_XLPE |  |  |  | 1.396 m |  | 4 | 0
381482170 | TNB | DISTRIBUTION | KUALA SELANGOR | Existing | RYB | 230/400 V |  |  | LV LINE |  | 185_4C_AL_PILC |  |  |  | 86.654 m |  | 4 | 0
381482175 | TNB | DISTRIBUTION | KUALA SELANGOR | Existing | R | 230/400 V |  |  | SERVICE LINE |  | ARMOURED_16MM |  |  |  | 10.213 m |  | 2 | 0
381482178 | TNB | DISTRIBUTION | KUALA SELANGOR | Existing | R | 230/400 V |  |  | SERVICE LINE |  | ARMOURED_16MM |  |  |  | 3.102 m |  | 2 | 0
381482181 | TNB | DISTRIBUTION | KUALA SELANGOR | Existing | RYB | 230/400 V |  |  | LV LINE |  | 185_4C_AL_XLPE |  |  |  | 39.340 m |  | 4 | 0
381482186 | TNB | DISTRIBUTION | KUALA SELANGOR | Existing | RYB | 230/400 V |  |  | SERVICE LINE |  | 25_4C_AL_XLPE |  |  |  | 10.040 m |  | 4 | 0
381482191 | TNB | DISTRIBUTION | KUALA SELANGOR | Existing | RYB | 230/400 V |  |  | SERVICE LINE |  | 25_4C_AL_XLPE |  |  |  | 0.606 m |  | 4 | 0
381482196 | TNB | DISTRIBUTION | KUALA SELANGOR | Existing | RYB | 230/400 V |  |  | LV LINE |  | 120_4C_AL_XLPE |  |  |  | 27.470 m |  | 4 | 0
381482201 | TNB | DISTRIBUTION | KUALA SELANGOR | Existing | R | 230/400 V |  |  | LV LINE |  | ARMOURED_16MM |  |  |  | 14.011 m |  | 2 | 0
381482204 | TNB | DISTRIBUTION | KUALA SELANGOR | Existing | R | 230/400 V |  |  | LV LINE |  | ARMOURED_16MM |  |  |  | 1.158 m |  | 2 | 0
381482207 | TNB | DISTRIBUTION | KUALA SELANGOR | Existing | RYB | 230/400 V |  |  | LV LINE |  | 185_4C_AL_XLPE |  |  |  | 31.635 m |  | 4 | 0
381482212 | TNB | DISTRIBUTION | KUALA SELANGOR | Existing | RYB | 230/400 V |  |  | LV LINE |  | 185_4C_AL_PILC |  |  |  | 35.104 m |  | 4 | 0
381482217 | TNB | DISTRIBUTION | KUALA SELANGOR | Existing | RYB | 230/400 V |  |  | LV LINE |  | 185_4C_AL_XLPE |  |  |  | 60.735 m |  | 4 | 0
381482222 | TNB | DISTRIBUTION | KUALA SELANGOR | Existing | RYB | 230/400 V |  |  | LV LINE |  | 185_4C_AL_XLPE |  |  |  | 28.298 m |  | 4 | 0
381482227 | TNB | DISTRIBUTION | KUALA SELANGOR | Existing | RYB | 230/400 V |  |  | LV LINE |  | 185_4C_AL_XLPE |  |  |  | 15.376 m |  | 4 | 0
381482232 | TNB | DISTRIBUTION | KUALA SELANGOR | Existing | RYB | 230/400 V |  |  | LV LINE |  | 185_4C_AL_XLPE |  |  |  | 90.928 m |  | 4 | 0
381482237 | TNB | DISTRIBUTION | KUALA SELANGOR | Existing | RYB | 230/400 V |  |  | LV LINE |  | 185_4C_AL_XLPE |  |  |  | 107.199 m |  | 4 | 0
381482242 | TNB | DISTRIBUTION | KUALA SELANGOR | Existing | RYB | 230/400 V |  |  | LV LINE |  | 185_4C_AL_XLPE |  |  |  | 138.154 m |  | 4 | 0
381482247 | TNB | DISTRIBUTION | KUALA SELANGOR | Existing | RYB | 230/400 V |  |  | LV LINE |  | 185_4C_AL_XLPE |  |  |  | 135.605 m |  | 4 | 0
381482257 | TNB | DISTRIBUTION | KUALA SELANGOR | Existing | RYB | 230/400 V |  |  | LV LINE |  | 185_4C_AL_PILC |  |  |  | 26.952 m |  | 4 | 0
381482262 | TNB | DISTRIBUTION | KUALA SELANGOR | Existing | RYB | 230/400 V |  |  | LV LINE |  | 185_4C_AL_PILC |  |  |  | 22.466 m |  | 4 | 0
381482277 | TNB | DISTRIBUTION | KUALA SELANGOR | Existing | RYB | 230/400 V |  |  | LV LINE |  | 185_4C_AL_XLPE |  |  |  | 26.531 m |  | 4 | 0
381482282 | TNB | DISTRIBUTION | KUALA SELANGOR | Existing | RYB | 230/400 V |  |  | LV LINE |  | 185_4C_AL_PILC |  |  |  | 354.074 m |  | 4 | 0
381482287 | TNB | DISTRIBUTION | KUALA SELANGOR | Existing | RYB | 230/400 V |  |  | LV LINE |  | 185_4C_AL_XLPE |  |  |  | 354.926 m |  | 4 | 0
381482292 | TNB | DISTRIBUTION | KUALA SELANGOR | Existing | RYB | 230/400 V |  |  | SERVICE LINE |  | 25_4C_AL_XLPE |  |  |  | 14.431 m |  | 4 | 0
381482297 | TNB | DISTRIBUTION | KUALA SELANGOR | Existing | RYB | 230/400 V |  |  | SERVICE LINE |  | 25_4C_AL_XLPE |  |  |  | 1.768 m |  | 4 | 0
381482302 | TNB | DISTRIBUTION | KUALA SELANGOR | Existing | RYB | 230/400 V |  |  | SERVICE LINE |  | 25_4C_AL_XLPE |  |  |  | 20.222 m |  | 4 | 0
381482307 | TNB | DISTRIBUTION | KUALA SELANGOR | Existing | RYB | 230/400 V |  |  | SERVICE LINE |  | 25_4C_AL_XLPE |  |  |  | 2.336 m |  | 4 | 0
381482312 | TNB | DISTRIBUTION | KUALA SELANGOR | Existing | RYB | 230/400 V |  |  | SERVICE LINE |  | 25_4C_AL_XLPE |  |  |  | 49.850 m |  | 4 | 0
381482317 | TNB | DISTRIBUTION | KUALA SELANGOR | Existing | RYB | 230/400 V |  |  | LV LINE |  | 120_4C_AL_XLPE |  |  |  | 66.753 m |  | 4 | 0
381482353 | TNB | DISTRIBUTION | KUALA SELANGOR | Existing | RYB | 230/400 V |  |  | SERVICE LINE |  | 185_4C_AL_XLPE |  |  |  | 8.738 m |  | 4 | 0
381538520 | TNB | DISTRIBUTION | KUALA SELANGOR | Existing | RYB | 230/400 V |  |  | LV LINE |  | 185_4C_AL_XLPE |  |  |  | 23.849 m |  | 4 | 0
381538525 | TNB | DISTRIBUTION | KUALA SELANGOR | Existing | RYB | 230/400 V |  |  | LV LINE |  | 185_4C_AL_XLPE |  |  |  | 24.718 m |  | 4 | 0
381538530 | TNB | DISTRIBUTION | KUALA SELANGOR | Existing | RYB | 230/400 V |  |  | SERVICE LINE |  | 25_4C_AL_XLPE |  |  |  | 0.908 m |  | 4 | 0
381538535 | TNB | DISTRIBUTION | KUALA SELANGOR | Existing | RYB | 230/400 V |  |  | LV LINE |  | 185_4C_AL_XLPE |  |  |  | 101.431 m |  | 4 | 0
381538540 | TNB | DISTRIBUTION | KUALA SELANGOR | Existing | RYB | 230/400 V |  |  | SERVICE LINE |  | 25_4C_AL_XLPE |  |  |  | 0.975 m |  | 4 | 0
381538545 | TNB | DISTRIBUTION | KUALA SELANGOR | Existing | RYB | 230/400 V |  |  | SERVICE LINE |  | 25_4C_AL_XLPE |  |  |  | 14.593 m |  | 4 | 0
381538550 | TNB | DISTRIBUTION | KUALA SELANGOR | Existing | RYB | 230/400 V |  |  | SERVICE LINE |  | 25_4C_AL_XLPE |  |  |  | 22.157 m |  | 4 | 0
381538555 | TNB | DISTRIBUTION | KUALA SELANGOR | Existing | RYB | 230/400 V |  |  | SERVICE LINE |  | 25_4C_AL_XLPE |  |  |  | 0.644 m |  | 4 | 0
381538560 | TNB | DISTRIBUTION | KUALA SELANGOR | Existing | RYB | 230/400 V |  |  | LV LINE |  | 185_4C_AL_XLPE |  |  |  | 29.151 m |  | 4 | 0
381538565 | TNB | DISTRIBUTION | KUALA SELANGOR | Existing | RYB | 230/400 V |  |  | SERVICE LINE |  | 185_4C_AL_XLPE |  |  |  | 21.704 m |  | 4 | 0
381538570 | TNB | DISTRIBUTION | KUALA SELANGOR | Existing | RYB | 230/400 V |  |  | LV LINE |  | 185_4C_AL_XLPE |  |  |  | 17.940 m |  | 4 | 0
381538575 | TNB | DISTRIBUTION | KUALA SELANGOR | Existing | RYB | 230/400 V |  |  | LV LINE |  | 185_4C_AL_XLPE |  |  |  | 24.879 m |  | 4 | 0
381538580 | TNB | DISTRIBUTION | KUALA SELANGOR | Existing | RYB | 230/400 V |  |  | SERVICE LINE |  | 25_4C_AL_XLPE |  |  |  | 1.686 m |  | 4 | 0
381538585 | TNB | DISTRIBUTION | KUALA SELANGOR | Existing | RYB | 230/400 V |  |  | SERVICE LINE |  | 25_4C_AL_XLPE |  |  |  | 4.060 m |  | 4 | 0
381538590 | TNB | DISTRIBUTION | KUALA SELANGOR | Existing | RYB | 230/400 V |  |  | SERVICE LINE |  | 25_4C_AL_XLPE |  |  |  | 1.337 m |  | 4 | 0
381538595 | TNB | DISTRIBUTION | KUALA SELANGOR | Existing | RYB | 230/400 V |  |  | SERVICE LINE |  | 25_4C_AL_XLPE |  |  |  | 1.372 m |  | 4 | 0
381538600 | TNB | DISTRIBUTION | KUALA SELANGOR | Existing | RYB | 230/400 V |  |  | SERVICE LINE |  | 25_4C_AL_XLPE |  |  |  | 1.823 m |  | 4 | 0
381538605 | TNB | DISTRIBUTION | KUALA SELANGOR | Existing | RYB | 230/400 V |  |  | SERVICE LINE |  | 70_4C_AL_XLPE |  |  |  | 56.735 m |  | 4 | 0
381538610 | TNB | DISTRIBUTION | KUALA SELANGOR | Existing | RYB | 230/400 V |  |  | SERVICE LINE |  | 25_4C_AL_XLPE |  |  |  | 1.721 m |  | 4 | 0
381538615 | TNB | DISTRIBUTION | KUALA SELANGOR | Existing | RYB | 230/400 V |  |  | SERVICE LINE |  | 25_4C_AL_XLPE |  |  |  | 18.145 m |  | 4 | 0
381538620 | TNB | DISTRIBUTION | KUALA SELANGOR | Existing | RYB | 230/400 V |  |  | SERVICE LINE |  | 25_4C_AL_XLPE |  |  |  | 16.418 m |  | 4 | 0
381538625 | TNB | DISTRIBUTION | KUALA SELANGOR | Existing | RYB | 230/400 V |  |  | SERVICE LINE |  | 25_4C_AL_XLPE |  |  |  | 23.290 m |  | 4 | 0
381538630 | TNB | DISTRIBUTION | KUALA SELANGOR | Existing | RYB | 230/400 V |  |  | SERVICE LINE |  | 25_4C_AL_XLPE |  |  |  | 33.449 m |  | 4 | 0
381538635 | TNB | DISTRIBUTION | KUALA SELANGOR | Existing | RYB | 230/400 V |  |  | SERVICE LINE |  | 25_4C_AL_XLPE |  |  |  | 14.991 m |  | 4 | 0
381538640 | TNB | DISTRIBUTION | KUALA SELANGOR | Existing | RYB | 230/400 V |  |  | SERVICE LINE |  | 25_4C_AL_XLPE |  |  |  | 4.221 m |  | 4 | 0
381538645 | TNB | DISTRIBUTION | KUALA SELANGOR | Existing | RYB | 230/400 V |  |  | LV LINE |  | 120_4C_AL_XLPE |  |  |  | 23.636 m |  | 4 | 0
381538650 | TNB | DISTRIBUTION | KUALA SELANGOR | Existing | RYB | 230/400 V |  |  | LV LINE |  | 120_4C_AL_XLPE |  |  |  | 56.815 m |  | 4 | 0
381538655 | TNB | DISTRIBUTION | KUALA SELANGOR | Existing | RYB | 230/400 V |  |  | LV LINE |  | 120_4C_AL_XLPE |  |  |  | 9.123 m |  | 4 | 0
381538660 | TNB | DISTRIBUTION | KUALA SELANGOR | Existing | RYB | 230/400 V |  |  | LV LINE |  | 120_4C_AL_XLPE |  |  |  | 40.436 m |  | 4 | 0
381538665 | TNB | DISTRIBUTION | KUALA SELANGOR | Existing | RYB | 230/400 V |  |  | LV LINE |  | 185_4C_AL_XLPE |  |  |  | 225.349 m |  | 4 | 0
381538670 | TNB | DISTRIBUTION | KUALA SELANGOR | Existing | RYB | 230/400 V |  |  | SERVICE LINE |  | 25_4C_AL_XLPE |  |  |  | 6.738 m | SEK PARIT MAHANG | 4 | 0
381538671 | TNB | DISTRIBUTION | KUALA SELANGOR | Existing | RYB | 230/400 V |  |  | SERVICE LINE |  | 25_4C_AL_XLPE |  |  |  | 6.461 m | SEK PARIT MAHANG | 4 | 0
381538672 | TNB | DISTRIBUTION | KUALA SELANGOR | Existing | RYB | 230/400 V |  |  | LV LINE |  | 120_4C_AL_XLPE |  |  |  | 89.199 m |  | 4 | 0
381538682 | TNB | DISTRIBUTION | KUALA SELANGOR | Existing | RYB | 230/400 V |  |  | LV LINE |  | 120_4C_AL_XLPE |  |  |  | 14.350 m |  | 4 | 0
381538687 | TNB | DISTRIBUTION | KUALA SELANGOR | Existing | RYB | 230/400 V |  |  | LV LINE |  | 185_4C_AL_XLPE |  |  |  | 18.079 m |  | 4 | 0
381538692 | TNB | DISTRIBUTION | KUALA SELANGOR | Existing | RYB | 230/400 V |  |  | LV LINE |  | 185_4C_AL_XLPE |  |  |  | 25.802 m |  | 4 | 0
381538697 | TNB | DISTRIBUTION | KUALA SELANGOR | Existing | RYB | 230/400 V |  |  | SERVICE LINE |  | 25_4C_AL_XLPE |  |  |  | 1.440 m |  | 4 | 0
381574862 | TNB | DISTRIBUTION | KUALA SELANGOR | Existing | RYB | 230/400 V |  |  | LV LINE |  | 185_4C_AL_XLPE |  |  |  | 59.628 m |  | 4 | 0
381574867 | TNB | DISTRIBUTION | KUALA SELANGOR | Existing | RYB | 230/400 V |  |  | SERVICE LINE |  | 70_4C_AL_XLPE |  |  |  | 9.631 m |  | 4 | 0
381574872 | TNB | DISTRIBUTION | KUALA SELANGOR | Existing | RYB | 230/400 V |  |  | SERVICE LINE |  | 70_4C_AL_XLPE |  |  |  | 9.492 m |  | 4 | 0
381574877 | TNB | DISTRIBUTION | KUALA SELANGOR | Existing | RYB | 230/400 V |  |  | SERVICE LINE |  | 70_4C_AL_XLPE |  |  |  | 9.153 m |  | 4 | 0
381574882 | TNB | DISTRIBUTION | KUALA SELANGOR | Existing | RYB | 230/400 V |  |  | SERVICE LINE |  | 70_4C_AL_XLPE |  |  |  | 8.958 m |  | 4 | 0
381574887 | TNB | DISTRIBUTION | KUALA SELANGOR | Existing | RYB | 230/400 V |  |  | SERVICE LINE |  | 70_4C_AL_XLPE |  |  |  | 0.536 m |  | 4 | 0
381574892 | TNB | DISTRIBUTION | KUALA SELANGOR | Existing | RYB | 230/400 V |  |  | SERVICE LINE |  | 70_4C_AL_XLPE |  |  |  | 0.748 m |  | 4 | 0
381574897 | TNB | DISTRIBUTION | KUALA SELANGOR | Existing | RYB | 230/400 V |  |  | SERVICE LINE |  | 70_4C_AL_XLPE |  |  |  | 0.602 m |  | 4 | 0
381574902 | TNB | DISTRIBUTION | KUALA SELANGOR | Existing | RYB | 230/400 V |  |  | SERVICE LINE |  | 70_4C_AL_XLPE |  |  |  | 0.527 m |  | 4 | 0
381574907 | TNB | DISTRIBUTION | KUALA SELANGOR | Existing | RYB | 230/400 V |  |  | LV LINE |  | 120_4C_AL_XLPE |  |  |  | 8.639 m |  | 4 | 0
381574912 | TNB | DISTRIBUTION | KUALA SELANGOR | Existing | RYB | 230/400 V |  |  | LV LINE |  | 120_4C_AL_XLPE |  |  |  | 0.941 m |  | 4 | 0
381574917 | TNB | DISTRIBUTION | KUALA SELANGOR | Existing | RYB | 230/400 V |  |  | SERVICE LINE |  | 120_4C_AL_XLPE |  |  |  | 71.584 m | PETRONAS | 4 | 0
381574927 | TNB | DISTRIBUTION | KUALA SELANGOR | Existing | RYB | 230/400 V |  |  | LV LINE |  | 25_4C_AL_XLPE |  |  |  | 33.897 m |  | 4 | 0
381574932 | TNB | DISTRIBUTION | KUALA SELANGOR | Existing | RYB | 230/400 V |  |  | LV LINE |  | 25_4C_AL_XLPE |  |  |  | 1.402 m |  | 4 | 0
381575002 | TNB | DISTRIBUTION | KUALA SELANGOR | Existing | RYB | 230/400 V |  |  | LV LINE |  | 185_4C_AL_XLPE |  |  |  | 28.043 m |  | 4 | 0
381575007 | TNB | DISTRIBUTION | KUALA SELANGOR | Existing | RYB | 230/400 V |  |  | SERVICE LINE |  | 25_4C_AL_XLPE |  |  |  | 12.905 m |  | 4 | 0
381575022 | TNB | DISTRIBUTION | KUALA SELANGOR | Existing | RYB | 230/400 V |  |  | SERVICE LINE |  | 25_4C_AL_XLPE |  |  |  | 1.563 m |  | 4 | 0
381575027 | TNB | DISTRIBUTION | KUALA SELANGOR | Existing | RYB | 230/400 V |  |  | SERVICE LINE |  | 25_4C_AL_XLPE |  |  |  | 7.489 m |  | 4 | 0
381575032 | TNB | DISTRIBUTION | KUALA SELANGOR | Existing | RYB | 230/400 V |  |  | SERVICE LINE |  | 25_4C_AL_XLPE |  |  |  | 1.455 m |  | 4 | 0
381575037 | TNB | DISTRIBUTION | KUALA SELANGOR | Existing | RYB | 230/400 V |  |  | SERVICE LINE |  | 25_4C_AL_XLPE |  |  |  | 19.940 m |  | 4 | 0
381575042 | TNB | DISTRIBUTION | KUALA SELANGOR | Existing | RYB | 230/400 V |  |  | SERVICE LINE |  | 25_4C_AL_XLPE |  |  |  | 0.978 m |  | 4 | 0
381575047 | TNB | DISTRIBUTION | KUALA SELANGOR | Existing | RYB | 230/400 V |  |  | LV LINE |  | 185_4C_AL_XLPE |  |  |  | 21.420 m |  | 4 | 0
381575057 | TNB | DISTRIBUTION | KUALA SELANGOR | Existing | RYB | 230/400 V |  |  | SERVICE LINE |  | 25_4C_AL_XLPE |  |  |  | 18.573 m |  | 4 | 0
381575067 | TNB | DISTRIBUTION | KUALA SELANGOR | Existing | RYB | 230/400 V |  |  | SERVICE LINE |  | 25_4C_AL_XLPE |  |  |  | 15.515 m |  | 4 | 0
381575072 | TNB | DISTRIBUTION | KUALA SELANGOR | Existing | RYB | 230/400 V |  |  | SERVICE LINE |  | 25_4C_AL_XLPE |  |  |  | 1.087 m |  | 4 | 0
381575082 | TNB | DISTRIBUTION | KUALA SELANGOR | Existing | RYB | 230/400 V |  |  | LV LINE |  | 185_4C_AL_XLPE |  |  |  | 12.179 m |  | 4 | 0
381575132 | TNB | DISTRIBUTION | KUALA SELANGOR | Existing | RYB | 230/400 V |  |  | LV LINE |  | 25_4C_AL_XLPE |  |  |  | 19.556 m |  | 4 | 0
381575137 | TNB | DISTRIBUTION | KUALA SELANGOR | Existing | RYB | 230/400 V |  |  | SERVICE LINE |  | 25_4C_AL_XLPE |  |  |  | 2.502 m |  | 4 | 0
381575142 | TNB | DISTRIBUTION | KUALA SELANGOR | Existing | RYB | 230/400 V |  |  | LV LINE |  | 25_4C_AL_XLPE |  |  |  | 29.702 m |  | 4 | 0
381575192 | TNB | DISTRIBUTION | KUALA SELANGOR | Existing | RYB | 230/400 V |  |  | SERVICE LINE |  | 25_4C_AL_XLPE |  |  |  | 5.471 m |  | 4 | 0
381575197 | TNB | DISTRIBUTION | KUALA SELANGOR | Existing | RYB | 230/400 V |  |  | LV LINE |  | 25_4C_AL_XLPE |  |  |  | 381.903 m |  | 4 | 0
381575212 | TNB | DISTRIBUTION | KUALA SELANGOR | Existing | RYB | 230/400 V |  |  | LV LINE |  | 120_4C_AL_XLPE |  |  |  | 3.998 m |  | 4 | 0
381575217 | TNB | DISTRIBUTION | KUALA SELANGOR | Existing | RYB | 230/400 V |  |  | LV LINE |  | 120_4C_AL_XLPE |  |  |  | 17.788 m |  | 4 | 0
381575222 | TNB | DISTRIBUTION | KUALA SELANGOR | Existing | RYB | 230/400 V |  |  | LV LINE |  | 185_4C_AL_XLPE |  |  |  | 41.619 m |  | 4 | 0
381575232 | TNB | DISTRIBUTION | KUALA SELANGOR | Existing | RYB | 230/400 V |  |  | SERVICE LINE |  | 25_4C_AL_XLPE |  |  |  | 26.479 m |  | 4 | 0
381575237 | TNB | DISTRIBUTION | KUALA SELANGOR | Existing | RYB | 230/400 V |  |  | LV LINE |  | 185_4C_AL_XLPE |  |  |  | 40.928 m |  | 4 | 0
381575242 | TNB | DISTRIBUTION | KUALA SELANGOR | Existing | RYB | 230/400 V |  |  | LV LINE |  | 25_4C_AL_XLPE |  |  |  | 18.259 m |  | 4 | 0
381575247 | TNB | DISTRIBUTION | KUALA SELANGOR | Existing | RYB | 230/400 V |  |  | SERVICE LINE |  | 25_4C_AL_XLPE |  |  |  | 1.052 m |  | 4 | 0
381575257 | TNB | DISTRIBUTION | KUALA SELANGOR | Existing | RYB | 230/400 V |  |  | LV LINE |  | 185_4C_AL_XLPE |  |  |  | 20.693 m |  | 4 | 0
381575262 | TNB | DISTRIBUTION | KUALA SELANGOR | Existing | RYB | 230/400 V |  |  | LV LINE |  | 185_4C_AL_XLPE |  |  |  | 20.187 m |  | 4 | 0
381575267 | TNB | DISTRIBUTION | KUALA SELANGOR | Existing | RYB | 230/400 V |  |  | LV LINE |  | 25_4C_AL_XLPE |  |  |  | 19.542 m |  | 4 | 0
381575272 | TNB | DISTRIBUTION | KUALA SELANGOR | Existing | RYB | 230/400 V |  |  | LV LINE |  | 25_4C_AL_XLPE |  |  |  | 1.266 m |  | 4 | 0
381575277 | TNB | DISTRIBUTION | KUALA SELANGOR | Existing | RYB | 230/400 V |  |  | LV LINE |  | 185_4C_AL_XLPE |  |  |  | 8.320 m |  | 4 | 0
381575282 | TNB | DISTRIBUTION | KUALA SELANGOR | Existing | RYB | 230/400 V |  |  | SERVICE LINE |  | 25_4C_AL_XLPE |  |  |  | 16.838 m |  | 4 | 0
381575292 | TNB | DISTRIBUTION | KUALA SELANGOR | Existing | RYB | 230/400 V |  |  | LV LINE |  | 185_4C_AL_XLPE |  |  |  | 54.418 m |  | 4 | 0
381575312 | TNB | DISTRIBUTION | KUALA SELANGOR | Existing | RYB | 230/400 V |  |  | SERVICE LINE |  | 25_4C_AL_XLPE |  |  |  | 0.517 m |  | 4 | 0
381575317 | TNB | DISTRIBUTION | KUALA SELANGOR | Existing | RYB | 230/400 V |  |  | SERVICE LINE |  | 25_4C_AL_XLPE |  |  |  | 0.908 m |  | 4 | 0
381575322 | TNB | DISTRIBUTION | KUALA SELANGOR | Existing | RYB | 230/400 V |  |  | LV LINE |  | 25_4C_AL_XLPE |  |  |  | 14.146 m |  | 4 | 0
381575327 | TNB | DISTRIBUTION | KUALA SELANGOR | Existing | RYB | 230/400 V |  |  | SERVICE LINE |  | 25_4C_AL_XLPE |  |  |  | 1.604 m |  | 4 | 0
381575332 | TNB | DISTRIBUTION | KUALA SELANGOR | Existing | RYB | 230/400 V |  |  | LV LINE |  | 25_4C_AL_XLPE |  |  |  | 16.775 m |  | 4 | 0
381575337 | TNB | DISTRIBUTION | KUALA SELANGOR | Existing | RYB | 230/400 V |  |  | SERVICE LINE |  | 25_4C_AL_XLPE |  |  |  | 0.914 m |  | 4 | 0
381575342 | TNB | DISTRIBUTION | KUALA SELANGOR | Existing | RYB | 230/400 V |  |  | LV LINE |  | 185_4C_AL_XLPE |  |  |  | 13.099 m |  | 4 | 0
381575347 | TNB | DISTRIBUTION | KUALA SELANGOR | Existing | RYB | 230/400 V |  |  | LV LINE |  | 185_4C_AL_XLPE |  |  |  | 12.439 m |  | 4 | 0
381575352 | TNB | DISTRIBUTION | KUALA SELANGOR | Existing | RYB | 230/400 V |  |  | LV LINE |  | 185_4C_AL_XLPE |  |  |  | 11.933 m |  | 4 | 0
381575357 | TNB | DISTRIBUTION | KUALA SELANGOR | Existing | RYB | 230/400 V |  |  | LV LINE |  | 185_4C_AL_XLPE |  |  |  | 9.283 m |  | 4 | 0
381575392 | TNB | DISTRIBUTION | KUALA SELANGOR | Existing | RYB | 230/400 V |  |  | SERVICE LINE |  | 70_4C_AL_XLPE |  |  |  | 2.126 m |  | 4 | 0
381575397 | TNB | DISTRIBUTION | KUALA SELANGOR | Existing | RYB | 230/400 V |  |  | SERVICE LINE |  | 185_4C_AL_XLPE |  |  |  | 0.512 m |  | 4 | 0
381575402 | TNB | DISTRIBUTION | KUALA SELANGOR | Existing | RYB | 230/400 V |  |  | LV LINE |  | 185_4C_AL_XLPE |  |  |  | 13.980 m |  | 4 | 0
381575407 | TNB | DISTRIBUTION | KUALA SELANGOR | Existing | RYB | 230/400 V |  |  | LV LINE |  | 185_4C_AL_XLPE |  |  |  | 8.461 m |  | 4 | 0
381575412 | TNB | DISTRIBUTION | KUALA SELANGOR | Existing | RYB | 230/400 V |  |  | LV LINE |  | 185_4C_AL_XLPE |  |  |  | 9.414 m |  | 4 | 0
381575417 | TNB | DISTRIBUTION | KUALA SELANGOR | Existing | RYB | 230/400 V |  |  | LV LINE |  | 185_4C_AL_XLPE |  |  |  | 12.053 m |  | 4 | 0
381575432 | TNB | DISTRIBUTION | KUALA SELANGOR | Existing | RYB | 230/400 V |  |  | LV LINE |  | 120_4C_AL_XLPE |  |  |  | 114.461 m |  | 4 | 0
381575437 | TNB | DISTRIBUTION | KUALA SELANGOR | Existing | RYB | 230/400 V |  |  | LV LINE |  | 185_4C_AL_XLPE |  |  |  | 24.981 m |  | 4 | 0
381575442 | TNB | DISTRIBUTION | KUALA SELANGOR | Existing | RYB | 230/400 V |  |  | LV LINE |  | 185_4C_AL_XLPE |  |  |  | 92.919 m |  | 4 | 0
381575447 | TNB | DISTRIBUTION | KUALA SELANGOR | Existing | RYB | 230/400 V |  |  | SERVICE LINE |  | 25_4C_AL_XLPE |  |  |  | 16.940 m |  | 4 | 0
381575452 | TNB | DISTRIBUTION | KUALA SELANGOR | Existing | RYB | 230/400 V |  |  | SERVICE LINE |  | 25_4C_AL_XLPE |  |  |  | 3.502 m |  | 4 | 0
381575457 | TNB | DISTRIBUTION | KUALA SELANGOR | Existing | RYB | 230/400 V |  |  | SERVICE LINE |  | 25_4C_AL_XLPE |  |  |  | 15.275 m |  | 4 | 0
381575462 | TNB | DISTRIBUTION | KUALA SELANGOR | Existing | RYB | 230/400 V |  |  | SERVICE LINE |  | 25_4C_AL_XLPE |  |  |  | 2.465 m |  | 4 | 0
381575467 | TNB | DISTRIBUTION | KUALA SELANGOR | Existing | RYB | 230/400 V |  |  | SERVICE LINE |  | 25_4C_AL_XLPE |  |  |  | 14.892 m |  | 4 | 0
381575472 | TNB | DISTRIBUTION | KUALA SELANGOR | Existing | RYB | 230/400 V |  |  | SERVICE LINE |  | 25_4C_AL_XLPE |  |  |  | 2.866 m |  | 4 | 0
381575477 | TNB | DISTRIBUTION | KUALA SELANGOR | Existing | RYB | 230/400 V |  |  | SERVICE LINE |  | 25_4C_AL_XLPE |  |  |  | 21.015 m |  | 4 | 0
381575482 | TNB | DISTRIBUTION | KUALA SELANGOR | Existing | RYB | 230/400 V |  |  | SERVICE LINE |  | 25_4C_AL_XLPE |  |  |  | 3.261 m |  | 4 | 0
381575487 | TNB | DISTRIBUTION | KUALA SELANGOR | Existing | RYB | 230/400 V |  |  | SERVICE LINE |  | 25_4C_AL_XLPE |  |  |  | 13.486 m |  | 4 | 0
381575492 | TNB | DISTRIBUTION | KUALA SELANGOR | Existing | RYB | 230/400 V |  |  | SERVICE LINE |  | 25_4C_AL_XLPE |  |  |  | 1.896 m |  | 4 | 0
381575497 | TNB | DISTRIBUTION | KUALA SELANGOR | Existing | RYB | 230/400 V |  |  | LV LINE |  | 185_4C_AL_XLPE |  |  |  | 126.124 m |  | 4 | 0
381575502 | TNB | DISTRIBUTION | KUALA SELANGOR | Existing | RYB | 230/400 V |  |  | LV LINE |  | 185_4C_AL_XLPE |  |  |  | 21.539 m |  | 4 | 0
381575507 | TNB | DISTRIBUTION | KUALA SELANGOR | Existing | RYB | 230/400 V |  |  | LV LINE |  | 185_4C_AL_XLPE |  |  |  | 74.005 m |  | 4 | 0
381575512 | TNB | DISTRIBUTION | KUALA SELANGOR | Existing | RYB | 230/400 V |  |  | SERVICE LINE |  | 70_4C_AL_XLPE |  |  |  | 22.383 m |  | 4 | 0
381575517 | TNB | DISTRIBUTION | KUALA SELANGOR | Existing | RYB | 230/400 V |  |  | SERVICE LINE |  | 70_4C_AL_XLPE |  |  |  | 2.895 m |  | 4 | 0
381575522 | TNB | DISTRIBUTION | KUALA SELANGOR | Existing | RYB | 230/400 V |  |  | SERVICE LINE |  | 70_4C_AL_XLPE |  |  |  | 19.908 m |  | 4 | 0
381575527 | TNB | DISTRIBUTION | KUALA SELANGOR | Existing | RYB | 230/400 V |  |  | SERVICE LINE |  | 70_4C_AL_XLPE |  |  |  | 2.000 m |  | 4 | 0
381575532 | TNB | DISTRIBUTION | KUALA SELANGOR | Existing | RYB | 230/400 V |  |  | SERVICE LINE |  | 25_4C_AL_XLPE |  |  |  | 15.842 m |  | 4 | 0
381575537 | TNB | DISTRIBUTION | KUALA SELANGOR | Existing | RYB | 230/400 V |  |  | SERVICE LINE |  | 25_4C_AL_XLPE |  |  |  | 2.001 m |  | 4 | 0
381575542 | TNB | DISTRIBUTION | KUALA SELANGOR | Existing | RYB | 230/400 V |  |  | SERVICE LINE |  | 25_4C_AL_XLPE |  |  |  | 18.680 m |  | 4 | 0
381575547 | TNB | DISTRIBUTION | KUALA SELANGOR | Existing | RYB | 230/400 V |  |  | SERVICE LINE |  | 25_4C_AL_XLPE |  |  |  | 2.000 m |  | 4 | 0
381575552 | TNB | DISTRIBUTION | KUALA SELANGOR | Existing | RYB | 230/400 V |  |  | SERVICE LINE |  | 25_4C_AL_XLPE |  |  |  | 26.156 m |  | 4 | 0
381575557 | TNB | DISTRIBUTION | KUALA SELANGOR | Existing | RYB | 230/400 V |  |  | SERVICE LINE |  | 25_4C_AL_XLPE |  |  |  | 2.000 m |  | 4 | 0
381575562 | TNB | DISTRIBUTION | KUALA SELANGOR | Existing | RYB | 230/400 V |  |  | SERVICE LINE |  | 25_4C_AL_XLPE |  |  |  | 5.289 m | PANEL TM | 4 | 0
381575567 | TNB | DISTRIBUTION | KUALA SELANGOR | Existing | RYB | 230/400 V |  |  | SERVICE LINE |  | 25_4C_AL_XLPE |  |  |  | 1.444 m | PANEL TM | 4 | 0
381575572 | TNB | DISTRIBUTION | KUALA SELANGOR | Existing | RYB | 230/400 V |  |  | SERVICE LINE |  | 25_4C_AL_XLPE |  |  |  | 0.735 m | CELCOM | 4 | 0
381575577 | TNB | DISTRIBUTION | KUALA SELANGOR | Existing | RYB | 230/400 V |  |  | SERVICE LINE |  | 25_4C_AL_XLPE |  |  |  | 0.734 m | CELCOM | 4 | 0
381575582 | TNB | DISTRIBUTION | KUALA SELANGOR | Existing | RYB | 230/400 V |  |  | SERVICE LINE |  | 25_4C_AL_XLPE |  |  |  | 2.535 m |  | 4 | 0
381575587 | TNB | DISTRIBUTION | KUALA SELANGOR | Existing | RYB | 230/400 V |  |  | SERVICE LINE |  | 25_4C_AL_XLPE |  |  |  | 3.360 m |  | 4 | 0
381575592 | TNB | DISTRIBUTION | KUALA SELANGOR | Existing | RYB | 230/400 V |  |  | LV LINE |  | 185_4C_AL_XLPE |  |  |  | 28.931 m |  | 4 | 0
381575597 | TNB | DISTRIBUTION | KUALA SELANGOR | Existing | RYB | 230/400 V |  |  | LV LINE |  | 185_4C_AL_XLPE |  |  |  | 26.706 m |  | 4 | 0
381575602 | TNB | DISTRIBUTION | KUALA SELANGOR | Existing | RYB | 230/400 V |  |  | SERVICE LINE |  | 25_4C_AL_XLPE |  |  |  | 2.444 m |  | 4 | 0
381575607 | TNB | DISTRIBUTION | KUALA SELANGOR | Existing | RYB | 230/400 V |  |  | LV LINE |  | 25_4C_AL_XLPE |  |  |  | 6.987 m |  | 4 | 0
381575612 | TNB | DISTRIBUTION | KUALA SELANGOR | Existing | RYB | 230/400 V |  |  | SERVICE LINE |  | 25_4C_AL_XLPE |  |  |  | 14.866 m |  | 4 | 0
381575622 | TNB | DISTRIBUTION | KUALA SELANGOR | Existing | RYB | 230/400 V |  |  | LV LINE |  | 185_4C_AL_XLPE |  |  |  | 9.771 m |  | 4 | 0
381575627 | TNB | DISTRIBUTION | KUALA SELANGOR | Existing | RYB | 230/400 V |  |  | LV LINE |  | 185_4C_AL_XLPE |  |  |  | 11.587 m |  | 4 | 0
381575632 | TNB | DISTRIBUTION | KUALA SELANGOR | Existing | RYB | 230/400 V |  |  | LV LINE |  | 185_4C_AL_XLPE |  |  |  | 10.003 m |  | 4 | 0
381575637 | TNB | DISTRIBUTION | KUALA SELANGOR | Existing | RYB | 230/400 V |  |  | SERVICE LINE |  | 25_4C_AL_XLPE |  |  |  | 11.008 m |  | 4 | 0
381575638 | TNB | DISTRIBUTION | KUALA SELANGOR | Existing | RYB | 230/400 V |  |  | SERVICE LINE |  | 25_4C_AL_XLPE |  |  |  | 1.212 m |  | 4 | 0
381575639 | TNB | DISTRIBUTION | KUALA SELANGOR | Existing | RYB | 230/400 V |  |  | SERVICE LINE |  | 25_4C_AL_XLPE |  |  |  | 5.606 m |  | 4 | 0
381575644 | TNB | DISTRIBUTION | KUALA SELANGOR | Existing | RYB | 230/400 V |  |  | SERVICE LINE |  | 25_4C_AL_XLPE |  |  |  | 0.579 m |  | 4 | 0
381575649 | TNB | DISTRIBUTION | KUALA SELANGOR | Existing | RYB | 230/400 V |  |  | SERVICE LINE |  | 25_4C_AL_XLPE |  |  |  | 2.754 m |  | 4 | 0
381575654 | TNB | DISTRIBUTION | KUALA SELANGOR | Existing | RYB | 230/400 V |  |  | SERVICE LINE |  | 25_4C_AL_XLPE |  |  |  | 1.471 m |  | 4 | 0
381575669 | TNB | DISTRIBUTION | KUALA SELANGOR | Existing | RYB | 230/400 V |  |  | LV LINE |  | 185_4C_AL_XLPE |  |  |  | 27.008 m |  | 4 | 0
381575674 | TNB | DISTRIBUTION | KUALA SELANGOR | Existing | RYB | 230/400 V |  |  | SERVICE LINE |  | 25_4C_AL_XLPE |  |  |  | 14.604 m |  | 4 | 0
381575679 | TNB | DISTRIBUTION | KUALA SELANGOR | Existing | RYB | 230/400 V |  |  | SERVICE LINE |  | 25_4C_AL_XLPE |  |  |  | 1.614 m |  | 4 | 0
381575684 | TNB | DISTRIBUTION | KUALA SELANGOR | Existing | RYB | 230/400 V |  |  | SERVICE LINE |  | 25_4C_AL_XLPE |  |  |  | 10.597 m |  | 4 | 0
381575685 | TNB | DISTRIBUTION | KUALA SELANGOR | Existing | RYB | 230/400 V |  |  | SERVICE LINE |  | 25_4C_AL_XLPE |  |  |  | 1.068 m |  | 4 | 0
381575686 | TNB | DISTRIBUTION | KUALA SELANGOR | Existing | RYB | 230/400 V |  |  | LV LINE |  | 185_4C_AL_XLPE |  |  |  | 14.980 m |  | 4 | 0
381575691 | TNB | DISTRIBUTION | KUALA SELANGOR | Existing | RYB | 230/400 V |  |  | LV LINE |  | 185_4C_AL_XLPE |  |  |  | 15.561 m |  | 4 | 0
381575696 | TNB | DISTRIBUTION | KUALA SELANGOR | Existing | RYB | 230/400 V |  |  | SERVICE LINE |  | 25_4C_AL_XLPE |  |  |  | 5.678 m |  | 4 | 0
381575701 | TNB | DISTRIBUTION | KUALA SELANGOR | Existing | RYB | 230/400 V |  |  | SERVICE LINE |  | 25_4C_AL_XLPE |  |  |  | 1.076 m |  | 4 | 0
381575711 | TNB | DISTRIBUTION | KUALA SELANGOR | Existing | RYB | 230/400 V |  |  | SERVICE LINE |  | 70_4C_AL_PILC |  |  |  | 279.603 m | MASUK KE MSB DARI P/E YURI | 4 | 0
381575718 | TNB | DISTRIBUTION | KUALA SELANGOR | Existing | RYB | 230/400 V |  |  | SERVICE LINE |  | 70_4C_AL_XLPE |  |  |  | 7.368 m |  | 4 | 0
381575723 | TNB | DISTRIBUTION | KUALA SELANGOR | Existing | RYB | 230/400 V |  |  | SERVICE LINE |  | 70_4C_AL_XLPE |  |  |  | 3.046 m |  | 4 | 0
381575729 | TNB | DISTRIBUTION | KUALA SELANGOR | Existing | RYB | 230/400 V |  |  | SERVICE LINE |  | 25_4C_AL_XLPE |  |  |  | 13.373 m |  | 4 | 0
381577631 | TNB | DISTRIBUTION | KUALA SELANGOR | Existing | RYB | 230/400 V |  |  | LV LINE |  | 185_4C_AL_XLPE |  |  |  | 227.248 m |  | 4 | 0
381577646 | TNB | DISTRIBUTION | KUALA SELANGOR | Existing | RYB | 230/400 V |  |  | LV LINE |  | 185_4C_AL_XLPE |  |  |  | 229.333 m |  | 4 | 0
381577651 | TNB | DISTRIBUTION | KUALA SELANGOR | Existing | RYB | 230/400 V |  |  | LV LINE |  | 185_4C_AL_XLPE |  |  |  | 231.875 m |  | 4 | 0
381577661 | TNB | DISTRIBUTION | KUALA SELANGOR | Existing | RYB | 230/400 V |  |  | LV LINE |  | 185_4C_AL_XLPE |  |  |  | 164.389 m |  | 4 | 0
381577666 | TNB | DISTRIBUTION | KUALA SELANGOR | Existing | RYB | 230/400 V |  |  | LV LINE |  | 185_4C_AL_XLPE |  |  |  | 242.257 m |  | 4 | 0
381577671 | TNB | DISTRIBUTION | KUALA SELANGOR | Existing | RYB | 230/400 V |  |  | LV LINE |  | 185_4C_AL_XLPE |  |  |  | 339.252 m |  | 4 | 0
381577686 | TNB | DISTRIBUTION | KUALA SELANGOR | Existing | RYB | 230/400 V |  |  | LV LINE |  | 185_4C_AL_XLPE |  |  |  | 91.911 m |  | 4 | 0
381577691 | TNB | DISTRIBUTION | KUALA SELANGOR | Existing | RYB | 230/400 V |  |  | LV LINE |  | 185_4C_AL_XLPE |  |  |  | 95.842 m |  | 4 | 0
381577696 | TNB | DISTRIBUTION | KUALA SELANGOR | Existing | RYB | 230/400 V |  |  | LV LINE |  | 185_4C_AL_XLPE |  |  |  | 51.463 m |  | 4 | 0
381577707 | TNB | DISTRIBUTION | KUALA SELANGOR | Existing | RYB | 230/400 V |  |  | LV LINE |  | 185_4C_AL_XLPE |  |  |  | 28.466 m |  | 4 | 0
381577712 | TNB | DISTRIBUTION | KUALA SELANGOR | Existing | RYB | 230/400 V |  |  | LV LINE |  | 185_4C_AL_XLPE |  |  |  | 71.301 m |  | 4 | 0
381577718 | TNB | DISTRIBUTION | KUALA SELANGOR | Existing | RYB | 230/400 V |  |  | LV LINE |  | 185_4C_AL_XLPE |  |  |  | 72.099 m |  | 4 | 0
381612719 | TNB | DISTRIBUTION | KUALA SELANGOR | Existing | RYB | 230/400 V |  |  | SERVICE LINE |  | 25_4C_AL_XLPE |  |  |  | 30.884 m |  | 4 | 0
381614379 | TNB | DISTRIBUTION | KUALA SELANGOR | Existing | RYB | 230/400 V |  |  | LV LINE |  | 185_4C_AL_XLPE |  |  |  | 18.716 m |  | 4 | 0
381614384 | TNB | DISTRIBUTION | KUALA SELANGOR | Existing | RYB | 230/400 V |  |  | LV LINE |  | 185_4C_AL_XLPE |  |  |  | 18.313 m |  | 4 | 0
381614398 | TNB | DISTRIBUTION | KUALA SELANGOR | Existing | RYB | 230/400 V |  |  | LV LINE |  | 185_4C_AL_XLPE |  |  |  | 54.417 m |  | 4 | 0
381614440 | TNB | DISTRIBUTION | KUALA SELANGOR | Existing | RYB | 230/400 V |  |  | LV LINE |  | 185_4C_AL_XLPE |  |  |  | 141.653 m |  | 4 | 0
381614676 | TNB | DISTRIBUTION | KUALA SELANGOR | Existing | RYB | 230/400 V |  |  | LV LINE |  | 185_4C_AL_XLPE |  |  |  | 125.571 m |  | 4 | 0
381614681 | TNB | DISTRIBUTION | KUALA SELANGOR | Existing | RYB | 230/400 V |  |  | LV LINE |  | 185_4C_AL_XLPE |  |  |  | 101.043 m |  | 4 | 0
381614706 | TNB | DISTRIBUTION | KUALA SELANGOR | Existing | RYB | 230/400 V |  |  | LV LINE |  | 185_4C_AL_XLPE |  |  |  | 88.975 m |  | 4 | 0
381614715 | TNB | DISTRIBUTION | KUALA SELANGOR | Existing | RYB | 230/400 V |  |  | LV LINE |  | 185_4C_AL_XLPE |  |  |  | 94.129 m |  | 4 | 0
381614724 | TNB | DISTRIBUTION | KUALA SELANGOR | Existing | RYB | 230/400 V |  |  | LV LINE |  | 185_4C_AL_XLPE |  |  |  | 99.638 m |  | 4 | 0
381614729 | TNB | DISTRIBUTION | KUALA SELANGOR | Existing | RYB | 230/400 V |  |  | LV LINE |  | 185_4C_AL_XLPE |  |  |  | 104.327 m |  | 4 | 0
381614750 | TNB | DISTRIBUTION | KUALA SELANGOR | Existing | RYB | 230/400 V |  |  | LV LINE |  | 185_4C_AL_XLPE |  |  |  | 62.421 m |  | 4 | 0
381614755 | TNB | DISTRIBUTION | KUALA SELANGOR | Existing | RYB | 230/400 V |  |  | LV LINE |  | 185_4C_AL_XLPE |  |  |  | 63.225 m |  | 4 | 0
381614760 | TNB | DISTRIBUTION | KUALA SELANGOR | Existing | RYB | 230/400 V |  |  | LV LINE |  | 185_4C_AL_XLPE |  |  |  | 63.326 m |  | 4 | 0
381614765 | TNB | DISTRIBUTION | KUALA SELANGOR | Existing | RYB | 230/400 V |  |  | LV LINE |  | 300_4C_AL_XLPE |  |  |  | 114.208 m |  | 4 | 0
381614770 | TNB | DISTRIBUTION | KUALA SELANGOR | Existing | RYB | 230/400 V |  |  | LV LINE |  | 300_4C_AL_XLPE |  |  |  | 115.546 m |  | 4 | 0
381614775 | TNB | DISTRIBUTION | KUALA SELANGOR | Existing | RYB | 230/400 V |  |  | LV LINE |  | 300_4C_AL_XLPE |  |  |  | 40.187 m |  | 4 | 0
381614780 | TNB | DISTRIBUTION | KUALA SELANGOR | Existing | RYB | 230/400 V |  |  | LV LINE |  | 300_4C_AL_XLPE |  |  |  | 41.554 m |  | 4 | 0
381614785 | TNB | DISTRIBUTION | KUALA SELANGOR | Existing | RYB | 230/400 V |  |  | LV LINE |  | 185_4C_AL_XLPE |  |  |  | 21.298 m |  | 4 | 0
381614790 | TNB | DISTRIBUTION | KUALA SELANGOR | Existing | RYB | 230/400 V |  |  | LV LINE |  | 185_4C_AL_XLPE |  |  |  | 22.743 m |  | 4 | 0
381614795 | TNB | DISTRIBUTION | KUALA SELANGOR | Existing | RYB | 230/400 V |  |  | LV LINE |  | 185_4C_AL_XLPE |  |  |  | 74.610 m |  | 4 | 0
381614800 | TNB | DISTRIBUTION | KUALA SELANGOR | Existing | RYB | 230/400 V |  |  | LV LINE |  | 185_4C_AL_XLPE |  |  |  | 59.198 m |  | 4 | 0
381614805 | TNB | DISTRIBUTION | KUALA SELANGOR | Existing | RYB | 230/400 V |  |  | LV LINE |  | 185_4C_AL_XLPE |  |  |  | 102.225 m |  | 4 | 0
381614810 | TNB | DISTRIBUTION | KUALA SELANGOR | Existing | RYB | 230/400 V |  |  | LV LINE |  | 185_4C_AL_XLPE |  |  |  | 88.725 m |  | 4 | 0
381614868 | TNB | DISTRIBUTION | KUALA SELANGOR | Existing | RYB | 230/400 V |  |  | LV LINE |  | 185_4C_AL_XLPE |  |  |  | 17.768 m |  | 4 | 0
381614873 | TNB | DISTRIBUTION | KUALA SELANGOR | Existing | RYB | 230/400 V |  |  | LV LINE |  | 185_4C_AL_XLPE |  |  |  | 49.082 m |  | 4 | 0
381614878 | TNB | DISTRIBUTION | KUALA SELANGOR | Existing | RYB | 230/400 V |  |  | LV LINE |  | 185_4C_AL_XLPE |  |  |  | 78.313 m |  | 4 | 0
381614988 | TNB | DISTRIBUTION | KUALA SELANGOR | Existing | RYB | 230/400 V |  |  | LV LINE |  | 185_4C_AL_XLPE |  |  |  | 22.290 m |  | 4 | 0
381614993 | TNB | DISTRIBUTION | KUALA SELANGOR | Existing | RYB | 230/400 V |  |  | LV LINE |  | 185_4C_AL_XLPE |  |  |  | 38.551 m |  | 4 | 0
381615215 | TNB | DISTRIBUTION | KUALA SELANGOR | Existing | RYB | 230/400 V |  |  | LV LINE |  | 185_4C_AL_XLPE |  |  |  | 22.168 m |  | 4 | 0
381615254 | TNB | DISTRIBUTION | KUALA SELANGOR | Existing | RYB | 230/400 V |  |  | LV LINE |  | 185_4C_AL_XLPE |  |  |  | 32.182 m |  | 4 | 0
381615259 | TNB | DISTRIBUTION | KUALA SELANGOR | Existing | RYB | 230/400 V |  |  | LV LINE |  | 185_4C_AL_XLPE |  |  |  | 143.203 m |  | 4 | 0
381615264 | TNB | DISTRIBUTION | KUALA SELANGOR | Existing | RYB | 230/400 V |  |  | LV LINE |  | 185_4C_AL_XLPE |  |  |  | 143.123 m |  | 4 | 0
381615269 | TNB | DISTRIBUTION | KUALA SELANGOR | Existing | RYB | 230/400 V |  |  | LV LINE |  | 185_4C_AL_XLPE |  |  |  | 140.782 m |  | 4 | 0
381615366 | TNB | DISTRIBUTION | KUALA SELANGOR | Existing | RYB | 230/400 V |  |  | SERVICE LINE |  | 70_4C_AL_XLPE |  |  |  | 8.883 m |  | 4 | 0
381615551 | TNB | DISTRIBUTION | KUALA SELANGOR | Existing | RYB | 230/400 V |  |  | SERVICE LINE |  | 70_4C_AL_XLPE |  |  |  | 17.480 m |  | 4 | 0
381615583 | TNB | DISTRIBUTION | KUALA SELANGOR | Existing | RYB | 230/400 V |  |  | LV LINE |  | 185_4C_AL_XLPE |  |  |  | 72.919 m |  | 4 | 0
381615588 | TNB | DISTRIBUTION | KUALA SELANGOR | Existing | RYB | 230/400 V |  |  | LV LINE |  | 300_4C_AL_XLPE |  |  |  | 75.611 m |  | 4 | 0
381615603 | TNB | DISTRIBUTION | KUALA SELANGOR | Existing | RYB | 230/400 V |  |  | LV LINE |  | 185_4C_AL_XLPE |  |  |  | 22.749 m |  | 4 | 0
381615656 | TNB | DISTRIBUTION | KUALA SELANGOR | Existing | RYB | 230/400 V |  |  | LV LINE |  | 25_4C_AL_XLPE |  |  |  | 6.012 m |  | 4 | 0
381615795 | TNB | DISTRIBUTION | KUALA SELANGOR | Existing | RYB | 230/400 V |  |  | LV LINE |  | 185_4C_AL_XLPE |  |  |  | 9.034 m |  | 4 | 0
381615849 | TNB | DISTRIBUTION | KUALA SELANGOR | Existing | RYB | 230/400 V |  |  | LV LINE |  | 185_4C_AL_XLPE |  |  |  | 16.783 m |  | 4 | 0
381615854 | TNB | DISTRIBUTION | KUALA SELANGOR | Existing | RYB | 230/400 V |  |  | LV LINE |  | 185_4C_AL_XLPE |  |  |  | 17.804 m |  | 4 | 0
381615859 | TNB | DISTRIBUTION | KUALA SELANGOR | Existing | RYB | 230/400 V |  |  | LV LINE |  | 185_4C_AL_XLPE |  |  |  | 16.486 m |  | 4 | 0
381615864 | TNB | DISTRIBUTION | KUALA SELANGOR | Existing | RYB | 230/400 V |  |  | LV LINE |  | 185_4C_AL_XLPE |  |  |  | 17.950 m |  | 4 | 0
381615869 | TNB | DISTRIBUTION | KUALA SELANGOR | Existing | RYB | 230/400 V |  |  | LV LINE |  | 185_4C_AL_XLPE |  |  |  | 12.036 m |  | 4 | 0
381615894 | TNB | DISTRIBUTION | KUALA SELANGOR | Existing | R | 230/400 V |  |  | SERVICE LINE |  | ARMOURED_16MM |  |  |  | 8.940 m |  | 2 | 0
381615989 | TNB | DISTRIBUTION | KUALA SELANGOR | Existing | RYB | 230/400 V |  |  | LV LINE |  | 185_4C_AL_XLPE |  |  |  | 53.296 m |  | 4 | 0
381615994 | TNB | DISTRIBUTION | KUALA SELANGOR | Existing | RYB | 230/400 V |  |  | SERVICE LINE |  | 25_4C_AL_XLPE |  |  |  | 6.017 m |  | 4 | 0
381616118 | TNB | DISTRIBUTION | KUALA SELANGOR | Existing | RYB | 230/400 V |  |  | LV LINE |  | 185_4C_AL_XLPE |  |  |  | 175.051 m |  | 4 | 0
381708719 | TNB | DISTRIBUTION | KUALA SELANGOR | Existing | RYB | 230/400 V |  |  | LV LINE |  | 185_4C_AL_XLPE |  |  |  | 34.318 m |  | 4 | 0
381708724 | TNB | DISTRIBUTION | KUALA SELANGOR | Existing | RYB | 230/400 V |  |  | LV LINE |  | 185_4C_AL_XLPE |  |  |  | 7.379 m |  | 4 | 0
381708729 | TNB | DISTRIBUTION | KUALA SELANGOR | Existing | RYB | 230/400 V |  |  | LV LINE |  | 185_4C_AL_XLPE |  |  |  | 6.576 m |  | 4 | 0
381708734 | TNB | DISTRIBUTION | KUALA SELANGOR | Existing | RYB | 230/400 V |  |  | LV LINE |  | 185_4C_AL_XLPE |  |  |  | 7.553 m |  | 4 | 0
381708739 | TNB | DISTRIBUTION | KUALA SELANGOR | Existing | RYB | 230/400 V |  |  | LV LINE |  | 185_4C_AL_XLPE |  |  |  | 9.612 m |  | 4 | 0
381708744 | TNB | DISTRIBUTION | KUALA SELANGOR | Existing | RYB | 230/400 V |  |  | LV LINE |  | 185_4C_AL_XLPE |  |  |  | 29.310 m |  | 4 | 0
381708749 | TNB | DISTRIBUTION | KUALA SELANGOR | Existing | RYB | 230/400 V |  |  | LV LINE |  | 185_4C_AL_XLPE |  |  |  | 23.005 m |  | 4 | 0
381708759 | TNB | DISTRIBUTION | KUALA SELANGOR | Existing | RYB | 230/400 V |  |  | SERVICE LINE |  | 120_4C_AL_XLPE |  |  |  | 15.239 m |  | 4 | 0
381708764 | TNB | DISTRIBUTION | KUALA SELANGOR | Existing | RYB | 230/400 V |  |  | LV LINE |  | 185_4C_AL_XLPE |  |  |  | 79.409 m |  | 4 | 0
381708769 | TNB | DISTRIBUTION | KUALA SELANGOR | Existing | RYB | 230/400 V |  |  | LV LINE |  | 185_4C_AL_XLPE |  |  |  | 79.611 m |  | 4 | 0
381708774 | TNB | DISTRIBUTION | KUALA SELANGOR | Existing | RYB | 230/400 V |  |  | LV LINE |  | 185_4C_AL_XLPE |  |  |  | 77.831 m |  | 4 | 0
381708779 | TNB | DISTRIBUTION | KUALA SELANGOR | Existing | RYB | 230/400 V |  |  | LV LINE |  | 185_4C_AL_XLPE |  |  |  | 29.771 m |  | 4 | 0
381708784 | TNB | DISTRIBUTION | KUALA SELANGOR | Existing | RYB | 230/400 V |  |  | LV LINE |  | 185_4C_AL_XLPE |  |  |  | 49.199 m |  | 4 | 0
381708794 | TNB | DISTRIBUTION | KUALA SELANGOR | Existing | RYB | 230/400 V |  |  | LV LINE |  | 185_4C_AL_XLPE |  |  |  | 30.381 m |  | 4 | 0
381708804 | TNB | DISTRIBUTION | KUALA SELANGOR | Existing | RYB | 230/400 V |  |  | LV LINE |  | 185_4C_AL_XLPE |  |  |  | 13.859 m |  | 4 | 0
381708809 | TNB | DISTRIBUTION | KUALA SELANGOR | Existing | RYB | 230/400 V |  |  | LV LINE |  | 185_4C_AL_XLPE |  |  |  | 19.291 m |  | 4 | 0
381708814 | TNB | DISTRIBUTION | KUALA SELANGOR | Existing | RYB | 230/400 V |  |  | LV LINE |  | 185_4C_AL_XLPE |  |  |  | 18.876 m |  | 4 | 0
381708819 | TNB | DISTRIBUTION | KUALA SELANGOR | Existing | RYB | 230/400 V |  |  | LV LINE |  | 185_4C_AL_XLPE |  |  |  | 31.324 m |  | 4 | 0
381708824 | TNB | DISTRIBUTION | KUALA SELANGOR | Existing | RYB | 230/400 V |  |  | LV LINE |  | 185_4C_AL_XLPE |  |  |  | 29.426 m |  | 4 | 0
381708829 | TNB | DISTRIBUTION | KUALA SELANGOR | Existing | R | 230/400 V |  |  | SERVICE LINE |  | ARMOURED_16MM |  |  |  | 2.000 m |  | 2 | 0
381708832 | TNB | DISTRIBUTION | KUALA SELANGOR | Existing | RYB | 230/400 V |  |  | SERVICE LINE |  | 185_4C_AL_XLPE |  |  |  | 1.688 m |  | 4 | 0
381708837 | TNB | DISTRIBUTION | KUALA SELANGOR | Existing | RYB | 230/400 V |  |  | SERVICE LINE |  | 185_4C_AL_XLPE |  |  |  | 1.967 m |  | 4 | 0
381708842 | TNB | DISTRIBUTION | KUALA SELANGOR | Existing | RYB | 230/400 V |  |  | SERVICE LINE |  | 185_4C_AL_XLPE |  |  |  | 5.783 m |  | 4 | 0
381708847 | TNB | DISTRIBUTION | KUALA SELANGOR | Existing | RYB | 230/400 V |  |  | LV LINE |  | 185_4C_AL_XLPE |  |  |  | 129.216 m |  | 4 | 0
381708862 | TNB | DISTRIBUTION | KUALA SELANGOR | Existing | RYB | 230/400 V |  |  | SERVICE LINE |  | 25_4C_AL_XLPE |  |  |  | 40.314 m |  | 4 | 0
381708867 | TNB | DISTRIBUTION | KUALA SELANGOR | Existing | RYB | 230/400 V |  |  | SERVICE LINE |  | 25_4C_AL_XLPE |  |  |  | 1.254 m |  | 4 | 0
381708872 | TNB | DISTRIBUTION | KUALA SELANGOR | Existing | RYB | 230/400 V |  |  | LV LINE |  | 185_4C_AL_XLPE |  |  |  | 23.608 m |  | 4 | 0
381708877 | TNB | DISTRIBUTION | KUALA SELANGOR | Existing | RYB | 230/400 V |  |  | SERVICE LINE |  | 25_4C_AL_XLPE |  |  |  | 14.968 m |  | 4 | 0
381708882 | TNB | DISTRIBUTION | KUALA SELANGOR | Existing | RYB | 230/400 V |  |  | LV LINE |  | 185_4C_AL_XLPE |  |  |  | 55.972 m |  | 4 | 0
381708887 | TNB | DISTRIBUTION | KUALA SELANGOR | Existing | RYB | 230/400 V |  |  | LV LINE |  | 185_4C_AL_XLPE |  |  |  | 45.847 m |  | 4 | 0
381708892 | TNB | DISTRIBUTION | KUALA SELANGOR | Existing | RYB | 230/400 V |  |  | SERVICE LINE |  | 25_4C_AL_XLPE |  |  |  | 2.341 m |  | 4 | 0
381708897 | TNB | DISTRIBUTION | KUALA SELANGOR | Existing | RYB | 230/400 V |  |  | SERVICE LINE |  | 25_4C_AL_XLPE |  |  |  | 1.133 m |  | 4 | 0
381708902 | TNB | DISTRIBUTION | KUALA SELANGOR | Existing | RYB | 230/400 V |  |  | SERVICE LINE |  | 120_4C_AL_XLPE |  |  |  | 2.001 m |  | 4 | 0
381708907 | TNB | DISTRIBUTION | KUALA SELANGOR | Existing | RYB | 230/400 V |  |  | LV LINE |  | 185_4C_AL_XLPE |  |  |  | 106.654 m |  | 4 | 0
381708912 | TNB | DISTRIBUTION | KUALA SELANGOR | Existing | R | 230/400 V |  |  | SERVICE LINE |  | ARMOURED_16MM |  |  |  | 0.938 m |  | 2 | 0
381708915 | TNB | DISTRIBUTION | KUALA SELANGOR | Existing | RYB | 230/400 V |  |  | SERVICE LINE |  | 25_4C_AL_XLPE |  |  |  | 4.983 m |  | 4 | 0
381708920 | TNB | DISTRIBUTION | KUALA SELANGOR | Existing | RYB | 230/400 V |  |  | SERVICE LINE |  | 25_4C_AL_XLPE |  |  |  | 2.029 m |  | 4 | 0
381708925 | TNB | DISTRIBUTION | KUALA SELANGOR | Existing | RYB | 230/400 V |  |  | SERVICE LINE |  | 25_4C_AL_XLPE |  |  |  | 30.593 m |  | 4 | 0
381708930 | TNB | DISTRIBUTION | KUALA SELANGOR | Existing | RYB | 230/400 V |  |  | SERVICE LINE |  | 25_4C_AL_XLPE |  |  |  | 3.342 m |  | 4 | 0
381708935 | TNB | DISTRIBUTION | KUALA SELANGOR | Existing | RYB | 230/400 V |  |  | SERVICE LINE |  | 25_4C_AL_XLPE |  |  |  | 22.156 m |  | 4 | 0
381708940 | TNB | DISTRIBUTION | KUALA SELANGOR | Existing | RYB | 230/400 V |  |  | SERVICE LINE |  | 25_4C_AL_XLPE |  |  |  | 3.234 m |  | 4 | 0
381708950 | TNB | DISTRIBUTION | KUALA SELANGOR | Existing | RYB | 230/400 V |  |  | LV LINE |  | 185_4C_AL_XLPE |  |  |  | 7.816 m |  | 4 | 0
381708955 | TNB | DISTRIBUTION | KUALA SELANGOR | Existing | RYB | 230/400 V |  |  | LV LINE |  | 185_4C_AL_XLPE |  |  |  | 28.177 m |  | 4 | 0
381708960 | TNB | DISTRIBUTION | KUALA SELANGOR | Existing | RYB | 230/400 V |  |  | LV LINE |  | 185_4C_AL_XLPE |  |  |  | 2.501 m |  | 4 | 0
381708965 | TNB | DISTRIBUTION | KUALA SELANGOR | Existing | RYB | 230/400 V |  |  | SERVICE LINE |  | 25_4C_AL_XLPE |  |  |  | 11.305 m |  | 4 | 0
381708970 | TNB | DISTRIBUTION | KUALA SELANGOR | Existing | RYB | 230/400 V |  |  | SERVICE LINE |  | 25_4C_AL_XLPE |  |  |  | 2.501 m |  | 4 | 0
381708975 | TNB | DISTRIBUTION | KUALA SELANGOR | Existing | RYB | 230/400 V |  |  | SERVICE LINE |  | 25_4C_AL_XLPE |  |  |  | 11.180 m |  | 4 | 0
381708980 | TNB | DISTRIBUTION | KUALA SELANGOR | Existing | RYB | 230/400 V |  |  | SERVICE LINE |  | 25_4C_AL_XLPE |  |  |  | 1.500 m |  | 4 | 0
381708990 | TNB | DISTRIBUTION | KUALA SELANGOR | Existing | RYB | 230/400 V |  |  | LV LINE |  | 185_4C_AL_XLPE |  |  |  | 2.916 m |  | 4 | 0
381708995 | TNB | DISTRIBUTION | KUALA SELANGOR | Existing | RYB | 230/400 V |  |  | LV LINE |  | 185_4C_AL_XLPE |  |  |  | 8.434 m |  | 4 | 0
381709000 | TNB | DISTRIBUTION | KUALA SELANGOR | Existing | RYB | 230/400 V |  |  | LV LINE |  | 185_4C_AL_XLPE |  |  |  | 9.162 m |  | 4 | 0
381709005 | TNB | DISTRIBUTION | KUALA SELANGOR | Existing | RYB | 230/400 V |  |  | LV LINE |  | 185_4C_AL_XLPE |  |  |  | 40.298 m |  | 4 | 0
381709010 | TNB | DISTRIBUTION | KUALA SELANGOR | Existing | RYB | 230/400 V |  |  | LV LINE |  | 185_4C_AL_XLPE |  |  |  | 40.943 m |  | 4 | 0
381709020 | TNB | DISTRIBUTION | KUALA SELANGOR | Existing | RYB | 230/400 V |  |  | LV LINE |  | 185_4C_AL_XLPE |  |  |  | 38.583 m |  | 4 | 0
381709025 | TNB | DISTRIBUTION | KUALA SELANGOR | Existing | RYB | 230/400 V |  |  | LV LINE |  | 185_4C_AL_XLPE |  |  |  | 35.773 m |  | 4 | 0
381709030 | TNB | DISTRIBUTION | KUALA SELANGOR | Existing | R | 230/400 V |  |  | SERVICE LINE |  | ARMOURED_16MM |  |  |  | 13.465 m |  | 2 | 0
381709033 | TNB | DISTRIBUTION | KUALA SELANGOR | Existing | RYB | 230/400 V |  |  | LV LINE |  | 185_4C_AL_XLPE |  |  |  | 10.082 m |  | 4 | 0
381709038 | TNB | DISTRIBUTION | KUALA SELANGOR | Existing | RYB | 230/400 V |  |  | LV LINE |  | 185_4C_AL_XLPE |  |  |  | 9.788 m |  | 4 | 0
381709043 | TNB | DISTRIBUTION | KUALA SELANGOR | Existing | RYB | 230/400 V |  |  | LV LINE |  | 185_4C_AL_PILC |  |  |  | 3.577 m |  | 4 | 0
381709048 | TNB | DISTRIBUTION | KUALA SELANGOR | Existing | RYB | 230/400 V |  |  | LV LINE |  | 185_4C_AL_XLPE |  |  |  | 0.830 m |  | 4 | 0
381709053 | TNB | DISTRIBUTION | KUALA SELANGOR | Existing | RYB | 230/400 V |  |  | LV LINE |  | 185_4C_AL_XLPE |  |  |  | 12.551 m |  | 4 | 0
381709058 | TNB | DISTRIBUTION | KUALA SELANGOR | Existing | RYB | 230/400 V |  |  | LV LINE |  | 185_4C_AL_XLPE |  |  |  | 18.626 m |  | 4 | 0
381709063 | TNB | DISTRIBUTION | KUALA SELANGOR | Existing | RYB | 230/400 V |  |  | LV LINE |  | 185_4C_AL_XLPE |  |  |  | 35.616 m |  | 4 | 0
381709068 | TNB | DISTRIBUTION | KUALA SELANGOR | Existing | RYB | 230/400 V |  |  | LV LINE |  | 185_4C_AL_XLPE |  |  |  | 36.878 m |  | 4 | 0
381709073 | TNB | DISTRIBUTION | KUALA SELANGOR | Existing | RYB | 230/400 V |  |  | SERVICE LINE |  | 70_4C_AL_XLPE |  |  |  | 6.436 m |  | 4 | 0
381709078 | TNB | DISTRIBUTION | KUALA SELANGOR | Existing | RYB | 230/400 V |  |  | SERVICE LINE |  | 70_4C_AL_XLPE |  |  |  | 1.046 m |  | 4 | 0
381709083 | TNB | DISTRIBUTION | KUALA SELANGOR | Existing | RYB | 230/400 V |  |  | LV LINE |  | 185_4C_AL_XLPE |  |  |  | 5.480 m |  | 4 | 0
381709093 | TNB | DISTRIBUTION | KUALA SELANGOR | Existing | RYB | 230/400 V |  |  | LV LINE |  | 185_4C_AL_XLPE |  |  |  | 27.934 m |  | 4 | 0
381709098 | TNB | DISTRIBUTION | KUALA SELANGOR | Existing | RYB | 230/400 V |  |  | LV LINE |  | 185_4C_AL_XLPE |  |  |  | 1.144 m |  | 4 | 0
381710177 | TNB | DISTRIBUTION | KUALA SELANGOR | Existing | RYB | 230/400 V |  |  | LV LINE |  | 7X_300_1C_AL_PVC/PVC |  |  |  | 12.745 m |  | 7 | 0
381710265 | TNB | DISTRIBUTION | KUALA SELANGOR | Existing | RYB | 230/400 V |  |  | SERVICE LINE |  | 7X_300_1C_AL_PVC/PVC |  |  |  | 0.908 m |  | 7 | 0
381710270 | TNB | DISTRIBUTION | KUALA SELANGOR | Existing | RYB | 230/400 V |  |  | LV LINE |  | 185_4C_AL_XLPE |  |  |  | 33.289 m |  | 4 | 0
381710288 | TNB | DISTRIBUTION | KUALA SELANGOR | Existing | RYB | 230/400 V |  |  | LV LINE |  | 185_4C_AL_XLPE |  |  |  | 195.390 m |  | 4 | 0
381710293 | TNB | DISTRIBUTION | KUALA SELANGOR | Existing | RYB | 230/400 V |  |  | LV LINE |  | 185_4C_AL_XLPE |  |  |  | 194.882 m |  | 4 | 0
381710353 | TNB | DISTRIBUTION | KUALA SELANGOR | Existing | RYB | 230/400 V |  |  | LV LINE |  | 185_4C_AL_XLPE |  |  |  | 47.954 m |  | 4 | 0
381710358 | TNB | DISTRIBUTION | KUALA SELANGOR | Existing | RYB | 230/400 V |  |  | LV LINE |  | 185_4C_AL_XLPE |  |  |  | 47.139 m |  | 4 | 0
381710418 | TNB | DISTRIBUTION | KUALA SELANGOR | Existing | RYB | 230/400 V |  |  | LV LINE |  | 185_4C_AL_XLPE |  |  |  | 43.829 m |  | 4 | 0
381710424 | TNB | DISTRIBUTION | KUALA SELANGOR | Existing | RYB | 230/400 V |  |  | LV LINE |  | 185_4C_AL_XLPE |  |  |  | 3.301 m |  | 4 | 0
381710433 | TNB | DISTRIBUTION | KUALA SELANGOR | Existing | RYB | 230/400 V |  |  | LV LINE |  | 185_4C_AL_XLPE |  |  |  | 4.320 m |  | 4 | 0
381710438 | TNB | DISTRIBUTION | KUALA SELANGOR | Existing | RYB | 230/400 V |  |  | LV LINE |  | 185_4C_AL_XLPE |  |  |  | 5.942 m |  | 4 | 0
381710443 | TNB | DISTRIBUTION | KUALA SELANGOR | Existing | RYB | 230/400 V |  |  | SERVICE LINE |  | 70_4C_AL_XLPE |  |  |  | 23.902 m |  | 4 | 0
381710463 | TNB | DISTRIBUTION | KUALA SELANGOR | Existing | RYB | 230/400 V | Unknown |  | SERVICE LINE |  | 300_4C_AL_XLPE |  |  |  | 18.649 m |  | 4 | 0
381710468 | TNB | DISTRIBUTION | KUALA SELANGOR | Existing | RYB | 230/400 V | Unknown |  | SERVICE LINE |  | 300_4C_AL_XLPE |  |  |  | 42.977 m |  | 4 | 0
381710473 | TNB | DISTRIBUTION | KUALA SELANGOR | Existing | RYB | 230/400 V | Unknown |  | SERVICE LINE |  | 300_4C_AL_XLPE |  |  |  | 75.243 m |  | 4 | 0
381710556 | TNB | DISTRIBUTION | KUALA SELANGOR | Existing | RYB | 230/400 V |  |  | LV LINE |  | 185_4C_AL_XLPE |  |  |  | 23.057 m |  | 4 | 0
381710613 | TNB | DISTRIBUTION | KUALA SELANGOR | Existing | RYB | 230/400 V |  |  | LV LINE |  | 185_4C_AL_XLPE |  |  |  | 40.560 m |  | 4 | 0
381804377 | TNB | DISTRIBUTION | KUALA SELANGOR | Existing | RYB | 230/400 V |  |  | SERVICE LINE |  | 25_4C_AL_XLPE |  |  |  | 21.595 m |  | 4 | 0
381804382 | TNB | DISTRIBUTION | KUALA SELANGOR | Existing | RYB | 230/400 V |  |  | SERVICE LINE |  | 25_4C_AL_XLPE |  |  |  | 1.940 m |  | 4 | 0
381804387 | TNB | DISTRIBUTION | KUALA SELANGOR | Existing | RYB | 230/400 V |  |  | SERVICE LINE |  | 70_4C_AL_XLPE |  |  |  | 16.793 m |  | 4 | 0
381804392 | TNB | DISTRIBUTION | KUALA SELANGOR | Existing | RYB | 230/400 V |  |  | SERVICE LINE |  | 70_4C_AL_XLPE |  |  |  | 1.896 m |  | 4 | 0
381804397 | TNB | DISTRIBUTION | KUALA SELANGOR | Existing | RYB | 230/400 V |  |  | SERVICE LINE |  | 25_4C_AL_XLPE |  |  |  | 9.459 m |  | 4 | 0
381804402 | TNB | DISTRIBUTION | KUALA SELANGOR | Existing | RYB | 230/400 V |  |  | SERVICE LINE |  | 25_4C_AL_XLPE |  |  |  | 0.636 m |  | 4 | 0
381804407 | TNB | DISTRIBUTION | KUALA SELANGOR | Existing | R | 230/400 V |  |  | SERVICE LINE |  | ARMOURED_16MM |  |  |  | 42.082 m |  | 2 | 0
381804410 | TNB | DISTRIBUTION | KUALA SELANGOR | Existing | RYB | 230/400 V |  |  | SERVICE LINE |  | 25_4C_AL_XLPE |  |  |  | 2.427 m |  | 4 | 0
381804415 | TNB | DISTRIBUTION | KUALA SELANGOR | Existing | RYB | 230/400 V |  |  | SERVICE LINE |  | 25_4C_AL_XLPE |  |  |  | 0.555 m |  | 4 | 0
381804420 | TNB | DISTRIBUTION | KUALA SELANGOR | Existing | R | 230/400 V |  |  | SERVICE LINE |  | ARMOURED_16MM |  |  |  | 2.771 m |  | 2 | 0
381804423 | TNB | DISTRIBUTION | KUALA SELANGOR | Existing | R | 230/400 V |  |  | SERVICE LINE |  | ARMOURED_16MM |  |  |  | 1.074 m |  | 2 | 0
381804427 | TNB | DISTRIBUTION | KUALA SELANGOR | Existing | RYB | 230/400 V |  |  | SERVICE LINE |  | 25_4C_AL_XLPE |  |  |  | 57.821 m |  | 4 | 0
381804432 | TNB | DISTRIBUTION | KUALA SELANGOR | Existing | RYB | 230/400 V |  |  | SERVICE LINE |  | 25_4C_AL_XLPE |  |  |  | 2.976 m |  | 4 | 0
381804437 | TNB | DISTRIBUTION | KUALA SELANGOR | Existing | RYB | 230/400 V |  |  | LV LINE |  | 185_4C_AL_XLPE |  |  |  | 46.085 m |  | 4 | 0
381804452 | TNB | DISTRIBUTION | KUALA SELANGOR | Existing | RYB | 230/400 V |  |  | LV LINE |  | 185_4C_AL_XLPE |  |  |  | 12.263 m |  | 4 | 0
381804462 | TNB | DISTRIBUTION | KUALA SELANGOR | Existing | RYB | 230/400 V |  |  | LV LINE |  | 185_4C_AL_XLPE |  |  |  | 20.371 m |  | 4 | 0
381804467 | TNB | DISTRIBUTION | KUALA SELANGOR | Existing | RYB | 230/400 V |  |  | SERVICE LINE |  | 25_4C_AL_XLPE |  |  |  | 12.387 m |  | 4 | 0
381804472 | TNB | DISTRIBUTION | KUALA SELANGOR | Existing | RYB | 230/400 V |  |  | SERVICE LINE |  | 25_4C_AL_XLPE |  |  |  | 2.355 m |  | 4 | 0
381804477 | TNB | DISTRIBUTION | KUALA SELANGOR | Existing | RYB | 230/400 V |  |  | SERVICE LINE |  | 25_4C_AL_XLPE |  |  |  | 18.758 m |  | 4 | 0
381804482 | TNB | DISTRIBUTION | KUALA SELANGOR | Existing | RYB | 230/400 V |  |  | SERVICE LINE |  | 25_4C_AL_XLPE |  |  |  | 2.384 m |  | 4 | 0
381804487 | TNB | DISTRIBUTION | KUALA SELANGOR | Existing | RYB | 230/400 V |  |  | SERVICE LINE |  | 25_4C_AL_XLPE |  |  |  | 13.952 m |  | 4 | 0
381804492 | TNB | DISTRIBUTION | KUALA SELANGOR | Existing | RYB | 230/400 V |  |  | SERVICE LINE |  | 25_4C_AL_XLPE |  |  |  | 2.109 m |  | 4 | 0
381804497 | TNB | DISTRIBUTION | KUALA SELANGOR | Existing | RYB | 230/400 V |  |  | SERVICE LINE |  | 25_4C_AL_XLPE |  |  |  | 8.043 m |  | 4 | 0
381804502 | TNB | DISTRIBUTION | KUALA SELANGOR | Existing | RYB | 230/400 V |  |  | SERVICE LINE |  | 25_4C_AL_XLPE |  |  |  | 3.040 m |  | 4 | 0
381804507 | TNB | DISTRIBUTION | KUALA SELANGOR | Existing | RYB | 230/400 V |  |  | SERVICE LINE |  | 25_4C_AL_XLPE |  |  |  | 23.321 m |  | 4 | 0
381804512 | TNB | DISTRIBUTION | KUALA SELANGOR | Existing | RYB | 230/400 V |  |  | SERVICE LINE |  | 25_4C_AL_XLPE |  |  |  | 2.482 m |  | 4 | 0
381804517 | TNB | DISTRIBUTION | KUALA SELANGOR | Existing | RYB | 230/400 V |  |  | SERVICE LINE |  | 25_4C_AL_XLPE |  |  |  | 21.485 m |  | 4 | 0
381804522 | TNB | DISTRIBUTION | KUALA SELANGOR | Existing | RYB | 230/400 V |  |  | SERVICE LINE |  | 25_4C_AL_XLPE |  |  |  | 3.104 m |  | 4 | 0
381804527 | TNB | DISTRIBUTION | KUALA SELANGOR | Existing | RYB | 230/400 V |  |  | PUBLIC LIGHT |  | 25_4C_AL_XLPE |  |  |  | 0.655 m | meter lmpu majlis | 4 | 0
381804532 | TNB | DISTRIBUTION | KUALA SELANGOR | Existing | RYB | 230/400 V |  |  | PUBLIC LIGHT |  | 25_4C_AL_XLPE |  |  |  | 0.547 m | meter lmpu majlis | 4 | 0
381804537 | TNB | DISTRIBUTION | KUALA SELANGOR | Existing | RYB | 230/400 V |  |  | LV LINE |  | 185_4C_AL_XLPE |  |  |  | 25.213 m |  | 4 | 0
381804542 | TNB | DISTRIBUTION | KUALA SELANGOR | Existing | RYB | 230/400 V |  |  | LV LINE |  | 185_4C_AL_XLPE |  |  |  | 77.305 m |  | 4 | 0
381804547 | TNB | DISTRIBUTION | KUALA SELANGOR | Existing | RYB | 230/400 V |  |  | LV LINE |  | 185_4C_AL_XLPE |  |  |  | 73.362 m |  | 4 | 0
381804552 | TNB | DISTRIBUTION | KUALA SELANGOR | Existing | RYB | 230/400 V |  |  | SERVICE LINE |  | 25_4C_AL_XLPE |  |  |  | 6.396 m |  | 4 | 0
381804557 | TNB | DISTRIBUTION | KUALA SELANGOR | Existing | RYB | 230/400 V |  |  | SERVICE LINE |  | 25_4C_AL_XLPE |  |  |  | 1.356 m |  | 4 | 0
381804562 | TNB | DISTRIBUTION | KUALA SELANGOR | Existing | RYB | 230/400 V |  |  | SERVICE LINE |  | 25_4C_AL_XLPE |  |  |  | 10.736 m |  | 4 | 0
381804567 | TNB | DISTRIBUTION | KUALA SELANGOR | Existing | RYB | 230/400 V |  |  | SERVICE LINE |  | 25_4C_AL_XLPE |  |  |  | 1.026 m |  | 4 | 0
381804572 | TNB | DISTRIBUTION | KUALA SELANGOR | Existing | RYB | 230/400 V |  |  | LV LINE |  | 185_4C_AL_PILC |  |  |  | 33.767 m |  | 4 | 0
381804577 | TNB | DISTRIBUTION | KUALA SELANGOR | Existing | RYB | 230/400 V |  |  | LV LINE |  | 185_4C_AL_XLPE |  |  |  | 27.132 m |  | 4 | 0
381804582 | TNB | DISTRIBUTION | KUALA SELANGOR | Existing | RYB | 230/400 V |  |  | LV LINE |  | 185_4C_AL_XLPE |  |  |  | 75.443 m | kabel bawah | 4 | 0
381804592 | TNB | DISTRIBUTION | KUALA SELANGOR | Existing | RYB | 230/400 V |  |  | LV LINE |  | 185_4C_AL_XLPE |  |  |  | 74.519 m |  | 4 | 0
381804597 | TNB | DISTRIBUTION | KUALA SELANGOR | Existing | RYB | 230/400 V |  |  | LV LINE |  | 185_4C_AL_XLPE |  |  |  | 89.206 m |  | 4 | 0
381804607 | TNB | DISTRIBUTION | KUALA SELANGOR | Existing | RYB | 230/400 V |  |  | LV LINE |  | 185_4C_AL_XLPE |  |  |  | 64.074 m |  | 4 | 0
381804612 | TNB | DISTRIBUTION | KUALA SELANGOR | Existing | RYB | 230/400 V |  |  | LV LINE |  | 185_4C_AL_XLPE |  |  |  | 42.722 m |  | 4 | 0
381804617 | TNB | DISTRIBUTION | KUALA SELANGOR | Existing | RYB | 230/400 V |  |  | LV LINE |  | 185_4C_AL_PILC |  |  |  | 24.802 m |  | 4 | 0
381804622 | TNB | DISTRIBUTION | KUALA SELANGOR | Existing | RYB | 230/400 V |  |  | LV LINE |  | 185_4C_AL_XLPE |  |  |  | 77.653 m |  | 4 | 0
381804627 | TNB | DISTRIBUTION | KUALA SELANGOR | Existing | RYB | 230/400 V |  |  | SERVICE LINE |  | 25_4C_AL_XLPE |  |  |  | 0.767 m |  | 4 | 0
381804632 | TNB | DISTRIBUTION | KUALA SELANGOR | Existing | RYB | 230/400 V |  |  | SERVICE LINE |  | 25_4C_AL_XLPE |  |  |  | 11.192 m |  | 4 | 0
381804637 | TNB | DISTRIBUTION | KUALA SELANGOR | Existing | RYB | 230/400 V |  |  | LV LINE |  | 185_4C_AL_XLPE |  |  |  | 18.982 m |  | 4 | 0
381804642 | TNB | DISTRIBUTION | KUALA SELANGOR | Existing | RYB | 230/400 V |  |  | LV LINE |  | 185_4C_AL_XLPE |  |  |  | 40.219 m |  | 4 | 0
381804647 | TNB | DISTRIBUTION | KUALA SELANGOR | Existing | RYB | 230/400 V |  |  | LV LINE |  | 185_4C_AL_XLPE |  |  |  | 38.704 m |  | 4 | 0
381804652 | TNB | DISTRIBUTION | KUALA SELANGOR | Existing | RYB | 230/400 V |  |  | LV LINE |  | 185_4C_AL_XLPE |  |  |  | 39.040 m |  | 4 | 0
381804662 | TNB | DISTRIBUTION | KUALA SELANGOR | Existing | RYB | 230/400 V |  |  | SERVICE LINE |  | 70_4C_AL_XLPE |  |  |  | 16.064 m |  | 4 | 0
381804667 | TNB | DISTRIBUTION | KUALA SELANGOR | Existing | RYB | 230/400 V |  |  | SERVICE LINE |  | 70_4C_AL_XLPE |  |  |  | 1.000 m |  | 4 | 0
381804672 | TNB | DISTRIBUTION | KUALA SELANGOR | Existing | RYB | 230/400 V |  |  | LV LINE |  | 185_4C_AL_XLPE |  |  |  | 11.880 m |  | 4 | 0
381804682 | TNB | DISTRIBUTION | KUALA SELANGOR | Existing | RYB | 230/400 V |  |  | LV LINE |  | 120_4C_AL_XLPE |  |  |  | 35.772 m |  | 4 | 0
381804687 | TNB | DISTRIBUTION | KUALA SELANGOR | Existing | RYB | 230/400 V |  |  | SERVICE LINE |  | 25_4C_AL_XLPE |  |  |  | 2.501 m |  | 4 | 0
381804692 | TNB | DISTRIBUTION | KUALA SELANGOR | Existing | RYB | 230/400 V |  |  | LV LINE |  | 185_4C_AL_XLPE |  |  |  | 99.166 m |  | 4 | 0
381804697 | TNB | DISTRIBUTION | KUALA SELANGOR | Existing | RYB | 230/400 V |  |  | SERVICE LINE |  | 70_4C_AL_XLPE |  |  |  | 29.920 m |  | 4 | 0
381804702 | TNB | DISTRIBUTION | KUALA SELANGOR | Existing | RYB | 230/400 V |  |  | SERVICE LINE |  | 25_4C_AL_XLPE |  |  |  | 16.204 m |  | 4 | 0
381804707 | TNB | DISTRIBUTION | KUALA SELANGOR | Existing | RYB | 230/400 V |  |  | SERVICE LINE |  | 70_4C_AL_PILC |  |  |  | 20.222 m |  | 4 | 0
381804712 | TNB | DISTRIBUTION | KUALA SELANGOR | Existing | RYB | 230/400 V |  |  | SERVICE LINE |  | 185_4C_AL_XLPE |  |  |  | 40.113 m |  | 4 | 0
381804717 | TNB | DISTRIBUTION | KUALA SELANGOR | Existing | RYB | 230/400 V |  |  | LV LINE |  | 185_4C_AL_XLPE |  |  |  | 104.455 m |  | 4 | 0
381804722 | TNB | DISTRIBUTION | KUALA SELANGOR | Existing | RYB | 230/400 V |  |  | SERVICE LINE |  | 25_4C_AL_PILC |  |  |  | 1.166 m |  | 4 | 0
381804727 | TNB | DISTRIBUTION | KUALA SELANGOR | Existing | RYB | 230/400 V |  |  | SERVICE LINE |  | 25_4C_AL_XLPE |  |  |  | 20.050 m |  | 4 | 0
381804732 | TNB | DISTRIBUTION | KUALA SELANGOR | Existing | RYB | 230/400 V |  |  | SERVICE LINE |  | 70_4C_AL_XLPE |  |  |  | 1.787 m |  | 4 | 0
381804737 | TNB | DISTRIBUTION | KUALA SELANGOR | Existing | RYB | 230/400 V |  |  | SERVICE LINE |  | 25_4C_AL_XLPE |  |  |  | 17.407 m |  | 4 | 0
381804742 | TNB | DISTRIBUTION | KUALA SELANGOR | Existing | RYB | 230/400 V |  |  | SERVICE LINE |  | 25_4C_AL_XLPE |  |  |  | 5.001 m |  | 4 | 0
381804747 | TNB | DISTRIBUTION | KUALA SELANGOR | Existing | RYB | 230/400 V |  |  | LV LINE |  | 185_4C_AL_XLPE |  |  |  | 73.225 m |  | 4 | 0
381804752 | TNB | DISTRIBUTION | KUALA SELANGOR | Existing | RYB | 230/400 V |  |  | SERVICE LINE |  | 70_4C_AL_XLPE |  |  |  | 14.910 m |  | 4 | 0
381804757 | TNB | DISTRIBUTION | KUALA SELANGOR | Existing | RYB | 230/400 V |  |  | LV LINE |  | 70_4C_AL_XLPE |  |  |  | 1.000 m |  | 4 | 0
381804762 | TNB | DISTRIBUTION | KUALA SELANGOR | Existing | RYB | 230/400 V |  |  | SERVICE LINE |  | 70_4C_AL_XLPE |  |  |  | 12.696 m |  | 4 | 0
381804767 | TNB | DISTRIBUTION | KUALA SELANGOR | Existing | RYB | 230/400 V |  |  | SERVICE LINE |  | 70_4C_AL_XLPE |  |  |  | 1.000 m |  | 4 | 0
381804772 | TNB | DISTRIBUTION | KUALA SELANGOR | Existing | RYB | 230/400 V |  |  | LV LINE |  | 185_4C_AL_XLPE |  |  |  | 21.631 m |  | 4 | 0
381804777 | TNB | DISTRIBUTION | KUALA SELANGOR | Existing | RYB | 230/400 V |  |  | SERVICE LINE |  | 25_4C_AL_XLPE |  |  |  | 1.389 m |  | 4 | 0
381804782 | TNB | DISTRIBUTION | KUALA SELANGOR | Existing | RYB | 230/400 V |  |  | SERVICE LINE |  | 25_4C_AL_XLPE |  |  |  | 0.836 m |  | 4 | 0
381804792 | TNB | DISTRIBUTION | KUALA SELANGOR | Existing | RYB | 230/400 V |  |  | SERVICE LINE |  | 70_4C_AL_XLPE |  |  |  | 4.648 m |  | 4 | 0
381804797 | TNB | DISTRIBUTION | KUALA SELANGOR | Existing | RYB | 230/400 V |  |  | SERVICE LINE |  | 70_4C_AL_XLPE |  |  |  | 1.459 m |  | 4 | 0
381804802 | TNB | DISTRIBUTION | KUALA SELANGOR | Existing | RYB | 230/400 V |  |  | SERVICE LINE |  | 25_4C_AL_XLPE |  |  |  | 41.604 m |  | 4 | 0
381804807 | TNB | DISTRIBUTION | KUALA SELANGOR | Existing | RYB | 230/400 V |  |  | LV LINE |  | 70_4C_AL_XLPE |  |  |  | 11.437 m |  | 4 | 0
381804812 | TNB | DISTRIBUTION | KUALA SELANGOR | Existing | RYB | 230/400 V |  |  | SERVICE LINE |  | 70_4C_AL_XLPE |  |  |  | 5.611 m |  | 4 | 0
381804813 | TNB | DISTRIBUTION | KUALA SELANGOR | Existing | RYB | 230/400 V |  |  | SERVICE LINE |  | 25_4C_AL_XLPE |  |  |  | 15.334 m |  | 4 | 0
381804818 | TNB | DISTRIBUTION | KUALA SELANGOR | Existing | RYB | 230/400 V |  |  | SERVICE LINE |  | 25_4C_AL_XLPE |  |  |  | 1.000 m |  | 4 | 0
381804823 | TNB | DISTRIBUTION | KUALA SELANGOR | Existing | RYB | 230/400 V |  |  | SERVICE LINE |  | 25_4C_AL_XLPE |  |  |  | 5.248 m |  | 4 | 0
381804828 | TNB | DISTRIBUTION | KUALA SELANGOR | Existing | RYB | 230/400 V |  |  | SERVICE LINE |  | 25_4C_AL_XLPE |  |  |  | 1.000 m |  | 4 | 0
381804833 | TNB | DISTRIBUTION | KUALA SELANGOR | Existing | RYB | 230/400 V |  |  | SERVICE LINE |  | 25_4C_AL_XLPE |  |  |  | 8.020 m |  | 4 | 0
381804838 | TNB | DISTRIBUTION | KUALA SELANGOR | Existing | RYB | 230/400 V |  |  | SERVICE LINE |  | 25_4C_AL_XLPE |  |  |  | 12.035 m |  | 4 | 0
381804843 | TNB | DISTRIBUTION | KUALA SELANGOR | Existing | RYB | 230/400 V |  |  | SERVICE LINE |  | 25_4C_AL_XLPE |  |  |  | 1.000 m |  | 4 | 0
381804848 | TNB | DISTRIBUTION | KUALA SELANGOR | Existing | RYB | 230/400 V |  |  | SERVICE LINE |  | 25_4C_AL_XLPE |  |  |  | 1.000 m |  | 4 | 0
381804853 | TNB | DISTRIBUTION | KUALA SELANGOR | Existing | RYB | 230/400 V |  |  | SERVICE LINE |  | 70_4C_AL_XLPE |  |  |  | 9.610 m |  | 4 | 0
381804858 | TNB | DISTRIBUTION | KUALA SELANGOR | Existing | RYB | 230/400 V |  |  | SERVICE LINE |  | 70_4C_AL_XLPE |  |  |  | 1.635 m |  | 4 | 0
381804863 | TNB | DISTRIBUTION | KUALA SELANGOR | Existing | RYB | 230/400 V |  |  | SERVICE LINE |  | 25_4C_AL_XLPE |  |  |  | 16.407 m |  | 4 | 0
381804868 | TNB | DISTRIBUTION | KUALA SELANGOR | Existing | RYB | 230/400 V |  |  | SERVICE LINE |  | 25_4C_AL_XLPE |  |  |  | 2.224 m |  | 4 | 0
381804873 | TNB | DISTRIBUTION | KUALA SELANGOR | Existing | RYB | 230/400 V |  |  | SERVICE LINE |  | 25_4C_AL_XLPE |  |  |  | 10.894 m |  | 4 | 0
381804878 | TNB | DISTRIBUTION | KUALA SELANGOR | Existing | RYB | 230/400 V |  |  | SERVICE LINE |  | 25_4C_AL_XLPE |  |  |  | 0.895 m |  | 4 | 0
381804883 | TNB | DISTRIBUTION | KUALA SELANGOR | Existing | RYB | 230/400 V |  |  | SERVICE LINE |  | 25_4C_AL_XLPE |  |  |  | 16.212 m |  | 4 | 0
381804888 | TNB | DISTRIBUTION | KUALA SELANGOR | Existing | RYB | 230/400 V |  |  | SERVICE LINE |  | 25_4C_AL_XLPE |  |  |  | 1.668 m |  | 4 | 0
381804893 | TNB | DISTRIBUTION | KUALA SELANGOR | Existing | RYB | 230/400 V |  |  | LV LINE |  | 25_4C_AL_XLPE |  |  |  | 11.160 m |  | 4 | 0
381804898 | TNB | DISTRIBUTION | KUALA SELANGOR | Existing | RYB | 230/400 V |  |  | LV LINE |  | 25_4C_AL_XLPE |  |  |  | 0.959 m |  | 4 | 0
381804903 | TNB | DISTRIBUTION | KUALA SELANGOR | Existing | RYB | 230/400 V |  |  | LV LINE |  | 185_4C_AL_XLPE |  |  |  | 19.110 m |  | 4 | 0
381804908 | TNB | DISTRIBUTION | KUALA SELANGOR | Existing | RYB | 230/400 V |  |  | LV LINE |  | 185_4C_AL_XLPE |  |  |  | 20.966 m |  | 4 | 0
381804913 | TNB | DISTRIBUTION | KUALA SELANGOR | Existing | RYB | 230/400 V |  |  | LV LINE |  | 185_4C_AL_XLPE |  |  |  | 20.244 m |  | 4 | 0
381804918 | TNB | DISTRIBUTION | KUALA SELANGOR | Existing | RYB | 230/400 V |  |  | LV LINE |  | 185_4C_AL_XLPE |  |  |  | 19.067 m |  | 4 | 0
381804923 | TNB | DISTRIBUTION | KUALA SELANGOR | Existing | RYB | 230/400 V |  |  | LV LINE |  | 25_4C_AL_XLPE |  |  |  | 1.511 m |  | 4 | 0
381804928 | TNB | DISTRIBUTION | KUALA SELANGOR | Existing | RYB | 230/400 V |  |  | SERVICE LINE |  | 25_4C_AL_XLPE |  |  |  | 2.369 m |  | 4 | 0
381804933 | TNB | DISTRIBUTION | KUALA SELANGOR | Existing | RYB | 230/400 V |  |  | SERVICE LINE |  | 25_4C_AL_XLPE |  |  |  | 2.117 m |  | 4 | 0
381804938 | TNB | DISTRIBUTION | KUALA SELANGOR | Existing | RYB | 230/400 V |  |  | SERVICE LINE |  | 25_4C_AL_XLPE |  |  |  | 3.367 m |  | 4 | 0
381804943 | TNB | DISTRIBUTION | KUALA SELANGOR | Existing | RYB | 230/400 V |  |  | SERVICE LINE |  | 25_4C_AL_XLPE |  |  |  | 2.965 m |  | 4 | 0
381804948 | TNB | DISTRIBUTION | KUALA SELANGOR | Existing | RYB | 230/400 V |  |  | SERVICE LINE |  | 25_4C_AL_XLPE |  |  |  | 2.300 m |  | 4 | 0
381804953 | TNB | DISTRIBUTION | KUALA SELANGOR | Existing | RYB | 230/400 V |  |  | SERVICE LINE |  | 25_4C_AL_XLPE |  |  |  | 3.159 m |  | 4 | 0
381804958 | TNB | DISTRIBUTION | KUALA SELANGOR | Existing | RYB | 230/400 V |  |  | SERVICE LINE |  | 25_4C_AL_XLPE |  |  |  | 3.594 m |  | 4 | 0
381804963 | TNB | DISTRIBUTION | KUALA SELANGOR | Existing | RYB | 230/400 V |  |  | SERVICE LINE |  | 25_4C_AL_XLPE |  |  |  | 1.750 m | 310 | 4 | 0
381804968 | TNB | DISTRIBUTION | KUALA SELANGOR | Existing | RYB | 230/400 V |  |  | LV LINE |  | 185_4C_AL_XLPE |  |  |  | 48.009 m |  | 4 | 0
381804973 | TNB | DISTRIBUTION | KUALA SELANGOR | Existing | RYB | 230/400 V |  |  | LV LINE |  | 185_4C_AL_XLPE |  |  |  | 44.259 m |  | 4 | 0
381804978 | TNB | DISTRIBUTION | KUALA SELANGOR | Existing | RYB | 230/400 V |  |  | LV LINE |  | 185_4C_AL_XLPE |  |  |  | 41.529 m |  | 4 | 0
381804983 | TNB | DISTRIBUTION | KUALA SELANGOR | Existing | RYB | 230/400 V |  |  | LV LINE |  | 185_4C_AL_XLPE |  |  |  | 133.748 m |  | 4 | 0
381804988 | TNB | DISTRIBUTION | KUALA SELANGOR | Existing | RYB | 230/400 V |  |  | SERVICE LINE |  | 25_4C_AL_XLPE |  |  |  | 8.616 m |  | 4 | 0
381804993 | TNB | DISTRIBUTION | KUALA SELANGOR | Existing | RYB | 230/400 V |  |  | LV LINE |  | 185_4C_AL_XLPE |  |  |  | 102.711 m |  | 4 | 0
381804998 | TNB | DISTRIBUTION | KUALA SELANGOR | Existing | RYB | 230/400 V |  |  | LV LINE |  | 185_4C_AL_XLPE |  |  |  | 102.833 m |  | 4 | 0
381805003 | TNB | DISTRIBUTION | KUALA SELANGOR | Existing | RYB | 230/400 V |  |  | LV LINE |  | 185_4C_AL_XLPE |  |  |  | 103.476 m |  | 4 | 0
381805008 | TNB | DISTRIBUTION | KUALA SELANGOR | Existing | RYB | 230/400 V |  |  | LV LINE |  | 185_4C_AL_XLPE |  |  |  | 53.292 m |  | 4 | 0
381805013 | TNB | DISTRIBUTION | KUALA SELANGOR | Existing | RYB | 230/400 V |  |  | SERVICE LINE |  | 25_4C_AL_XLPE |  |  |  | 3.517 m |  | 4 | 0
381805018 | TNB | DISTRIBUTION | KUALA SELANGOR | Existing | RYB | 230/400 V |  |  | SERVICE LINE |  | 25_4C_AL_XLPE |  |  |  | 2.474 m |  | 4 | 0
381805023 | TNB | DISTRIBUTION | KUALA SELANGOR | Existing | RYB | 230/400 V |  |  | SERVICE LINE |  | 25_4C_AL_XLPE |  |  |  | 2.640 m |  | 4 | 0
381805028 | TNB | DISTRIBUTION | KUALA SELANGOR | Existing | RYB | 230/400 V |  |  | SERVICE LINE |  | 25_4C_AL_XLPE |  |  |  | 2.647 m |  | 4 | 0
381805033 | TNB | DISTRIBUTION | KUALA SELANGOR | Existing | RYB | 230/400 V |  |  | SERVICE LINE |  | 25_4C_AL_XLPE |  |  |  | 2.500 m |  | 4 | 0
381805038 | TNB | DISTRIBUTION | KUALA SELANGOR | Existing | RYB | 230/400 V |  |  | SERVICE LINE |  | 25_4C_AL_XLPE |  |  |  | 2.500 m |  | 4 | 0
381805043 | TNB | DISTRIBUTION | KUALA SELANGOR | Existing | RYB | 230/400 V |  |  | LV LINE |  | 185_4C_AL_XLPE |  |  |  | 136.768 m |  | 4 | 0
381805053 | TNB | DISTRIBUTION | KUALA SELANGOR | Existing | RYB | 230/400 V |  |  | LV LINE |  | 185_4C_AL_XLPE |  |  |  | 135.516 m |  | 4 | 0
381805058 | TNB | DISTRIBUTION | KUALA SELANGOR | Existing | RYB | 230/400 V |  |  | SERVICE LINE |  | 25_4C_AL_XLPE |  |  |  | 2.224 m |  | 4 | 0
381805063 | TNB | DISTRIBUTION | KUALA SELANGOR | Existing | RYB | 230/400 V |  |  | LV LINE |  | 120_4C_AL_XLPE |  |  |  | 2.996 m |  | 4 | 0
381805068 | TNB | DISTRIBUTION | KUALA SELANGOR | Existing | RYB | 230/400 V |  |  | SERVICE LINE |  | 25_4C_AL_XLPE |  |  |  | 5.002 m |  | 4 | 0
381805073 | TNB | DISTRIBUTION | KUALA SELANGOR | Existing | RYB | 230/400 V |  |  | SERVICE LINE |  | 25_4C_AL_XLPE |  |  |  | 5.518 m |  | 4 | 0
381805078 | TNB | DISTRIBUTION | KUALA SELANGOR | Existing | RYB | 230/400 V |  |  | SERVICE LINE |  | 25_4C_AL_XLPE |  |  |  | 4.287 m |  | 4 | 0
381805083 | TNB | DISTRIBUTION | KUALA SELANGOR | Existing | RYB | 230/400 V |  |  | LV LINE |  | 185_4C_AL_PILC |  |  |  | 54.570 m |  | 4 | 0
381805088 | TNB | DISTRIBUTION | KUALA SELANGOR | Existing | RYB | 230/400 V |  |  | LV LINE |  | 70_4C_AL_XLPE |  |  |  | 8.689 m |  | 4 | 0
381805093 | TNB | DISTRIBUTION | KUALA SELANGOR | Existing | RYB | 230/400 V |  |  | LV LINE |  | 185_4C_AL_PILC |  |  |  | 7.107 m |  | 4 | 0
381805098 | TNB | DISTRIBUTION | KUALA SELANGOR | Existing | RYB | 230/400 V |  |  | LV LINE |  | 185_4C_AL_PILC |  |  |  | 16.560 m |  | 4 | 0
381805103 | TNB | DISTRIBUTION | KUALA SELANGOR | Existing | RYB | 230/400 V |  |  | LV LINE |  | 185_4C_AL_PILC |  |  |  | 60.664 m |  | 4 | 0
381805108 | TNB | DISTRIBUTION | KUALA SELANGOR | Existing | RYB | 230/400 V |  |  | LV LINE |  | 185_4C_AL_PILC |  |  |  | 52.508 m |  | 4 | 0
381805113 | TNB | DISTRIBUTION | KUALA SELANGOR | Existing | RYB | 230/400 V |  |  | LV LINE |  | 185_4C_AL_XLPE |  |  |  | 79.275 m |  | 4 | 0
381805118 | TNB | DISTRIBUTION | KUALA SELANGOR | Existing | RYB | 230/400 V |  |  | LV LINE |  | 185_4C_AL_XLPE |  |  |  | 53.001 m |  | 4 | 0
381805123 | TNB | DISTRIBUTION | KUALA SELANGOR | Existing | RYB | 230/400 V |  |  | LV LINE |  | 185_4C_AL_XLPE |  |  |  | 17.497 m |  | 4 | 0
381805128 | TNB | DISTRIBUTION | KUALA SELANGOR | Existing | RYB | 230/400 V |  |  | LV LINE |  | 185_4C_AL_XLPE |  |  |  | 49.450 m |  | 4 | 0
381805133 | TNB | DISTRIBUTION | KUALA SELANGOR | Existing | RYB | 230/400 V |  |  | LV LINE |  | 185_4C_AL_XLPE |  |  |  | 20.399 m |  | 4 | 0
381805138 | TNB | DISTRIBUTION | KUALA SELANGOR | Existing | RYB | 230/400 V |  |  | SERVICE LINE |  | 120_4C_AL_XLPE |  |  |  | 2.498 m |  | 4 | 0
381805143 | TNB | DISTRIBUTION | KUALA SELANGOR | Existing | RYB | 230/400 V |  |  | SERVICE LINE |  | 25_4C_AL_XLPE |  |  |  | 2.204 m |  | 4 | 0
381805148 | TNB | DISTRIBUTION | KUALA SELANGOR | Existing | RYB | 230/400 V |  |  | SERVICE LINE |  | 25_4C_AL_XLPE |  |  |  | 2.068 m |  | 4 | 0
381805153 | TNB | DISTRIBUTION | KUALA SELANGOR | Existing | RYB | 230/400 V |  |  | SERVICE LINE |  | 70_4C_AL_XLPE |  |  |  | 1.870 m |  | 4 | 0
381805158 | TNB | DISTRIBUTION | KUALA SELANGOR | Existing | RYB | 230/400 V |  |  | SERVICE LINE |  | 25_4C_AL_XLPE |  |  |  | 2.185 m |  | 4 | 0
381805163 | TNB | DISTRIBUTION | KUALA SELANGOR | Existing | RYB | 230/400 V |  |  | SERVICE LINE |  | 70_4C_AL_XLPE |  |  |  | 1.733 m |  | 4 | 0
381805168 | TNB | DISTRIBUTION | KUALA SELANGOR | Existing | RYB | 230/400 V |  |  | SERVICE LINE |  | 25_4C_AL_XLPE |  |  |  | 1.583 m |  | 4 | 0
381805173 | TNB | DISTRIBUTION | KUALA SELANGOR | Existing | RYB | 230/400 V |  |  | SERVICE LINE |  | 25_4C_AL_XLPE |  |  |  | 1.491 m |  | 4 | 0
381805178 | TNB | DISTRIBUTION | KUALA SELANGOR | Existing | RYB | 230/400 V |  |  | SERVICE LINE |  | 70_4C_AL_XLPE |  |  |  | 1.505 m |  | 4 | 0
381805183 | TNB | DISTRIBUTION | KUALA SELANGOR | Existing | RYB | 230/400 V |  |  | SERVICE LINE |  | 25_4C_AL_XLPE |  |  |  | 1.623 m |  | 4 | 0
381805188 | TNB | DISTRIBUTION | KUALA SELANGOR | Existing | RYB | 230/400 V |  |  | SERVICE LINE |  | 25_4C_AL_XLPE |  |  |  | 1.418 m |  | 4 | 0
381805193 | TNB | DISTRIBUTION | KUALA SELANGOR | Existing | RYB | 230/400 V |  |  | SERVICE LINE |  | 25_4C_AL_XLPE |  |  |  | 1.511 m |  | 4 | 0
381805198 | TNB | DISTRIBUTION | KUALA SELANGOR | Existing | RYB | 230/400 V |  |  | SERVICE LINE |  | 25_4C_AL_XLPE |  |  |  | 1.354 m |  | 4 | 0
381805203 | TNB | DISTRIBUTION | KUALA SELANGOR | Existing | RYB | 230/400 V |  |  | SERVICE LINE |  | 25_4C_AL_XLPE |  |  |  | 1.396 m |  | 4 | 0
381805213 | TNB | DISTRIBUTION | KUALA SELANGOR | Existing | RYB | 230/400 V |  |  | SERVICE LINE |  | 70_4C_AL_PILC |  |  |  | 1.001 m |  | 4 | 0
381805218 | TNB | DISTRIBUTION | KUALA SELANGOR | Existing | RYB | 230/400 V |  |  | SERVICE LINE |  | 25_4C_AL_XLPE |  |  |  | 1.000 m |  | 4 | 0
381805223 | TNB | DISTRIBUTION | KUALA SELANGOR | Existing | RYB | 230/400 V |  |  | SERVICE LINE |  | 25_4C_AL_XLPE |  |  |  | 1.000 m |  | 4 | 0
381805228 | TNB | DISTRIBUTION | KUALA SELANGOR | Existing | RYB | 230/400 V |  |  | SERVICE LINE |  | 70_4C_AL_XLPE |  |  |  | 1.001 m |  | 4 | 0
381805233 | TNB | DISTRIBUTION | KUALA SELANGOR | Existing | RYB | 230/400 V |  |  | SERVICE LINE |  | 25_4C_AL_XLPE |  |  |  | 1.001 m |  | 4 | 0
381805238 | TNB | DISTRIBUTION | KUALA SELANGOR | Existing | RYB | 230/400 V |  |  | SERVICE LINE |  | 70_4C_AL_XLPE |  |  |  | 0.727 m |  | 4 | 0
381805243 | TNB | DISTRIBUTION | KUALA SELANGOR | Existing | RYB | 230/400 V |  |  | SERVICE LINE |  | 25_4C_AL_XLPE |  |  |  | 1.182 m |  | 4 | 0
381805248 | TNB | DISTRIBUTION | KUALA SELANGOR | Existing | RYB | 230/400 V |  |  | LV LINE |  | 185_4C_AL_XLPE |  |  |  | 22.376 m |  | 4 | 0
381805253 | TNB | DISTRIBUTION | KUALA SELANGOR | Existing | RYB | 230/400 V |  |  | LV LINE |  | 185_4C_AL_XLPE |  |  |  | 23.070 m |  | 4 | 0
381805258 | TNB | DISTRIBUTION | KUALA SELANGOR | Existing | RYB | 230/400 V |  |  | LV LINE |  | 185_4C_AL_XLPE |  |  |  | 177.723 m |  | 4 | 0
381805263 | TNB | DISTRIBUTION | KUALA SELANGOR | Existing | RYB | 230/400 V |  |  | LV LINE |  | 185_4C_AL_XLPE |  |  |  | 256.182 m |  | 4 | 0
381805268 | TNB | DISTRIBUTION | KUALA SELANGOR | Existing | RYB | 230/400 V |  |  | SERVICE LINE |  | 25_4C_AL_XLPE |  |  |  | 22.186 m |  | 4 | 0
381805273 | TNB | DISTRIBUTION | KUALA SELANGOR | Existing | RYB | 230/400 V |  |  | SERVICE LINE |  | 25_4C_AL_XLPE |  |  |  | 18.874 m |  | 4 | 0
381805278 | TNB | DISTRIBUTION | KUALA SELANGOR | Existing | RYB | 230/400 V |  |  | SERVICE LINE |  | 70_4C_AL_XLPE |  |  |  | 16.858 m |  | 4 | 0
381805283 | TNB | DISTRIBUTION | KUALA SELANGOR | Existing | RYB | 230/400 V |  |  | SERVICE LINE |  | 25_4C_AL_XLPE |  |  |  | 20.553 m |  | 4 | 0
381805288 | TNB | DISTRIBUTION | KUALA SELANGOR | Existing | RYB | 230/400 V |  |  | SERVICE LINE |  | 70_4C_AL_XLPE |  |  |  | 17.709 m |  | 4 | 0
381805293 | TNB | DISTRIBUTION | KUALA SELANGOR | Existing | RYB | 230/400 V |  |  | SERVICE LINE |  | 25_4C_AL_XLPE |  |  |  | 9.464 m |  | 4 | 0
381805298 | TNB | DISTRIBUTION | KUALA SELANGOR | Existing | RYB | 230/400 V |  |  | SERVICE LINE |  | 25_4C_AL_XLPE |  |  |  | 8.768 m |  | 4 | 0
381805303 | TNB | DISTRIBUTION | KUALA SELANGOR | Existing | RYB | 230/400 V |  |  | SERVICE LINE |  | 70_4C_AL_XLPE |  |  |  | 16.219 m |  | 4 | 0
381839660 | TNB | DISTRIBUTION | KUALA SELANGOR | Existing | RYB | 230/400 V |  |  | SERVICE LINE |  | 25_4C_AL_XLPE |  |  |  | 15.559 m |  | 4 | 0
381839665 | TNB | DISTRIBUTION | KUALA SELANGOR | Existing | RYB | 230/400 V |  |  | SERVICE LINE |  | 25_4C_AL_XLPE |  |  |  | 16.009 m |  | 4 | 0
381839670 | TNB | DISTRIBUTION | KUALA SELANGOR | Existing | RYB | 230/400 V |  |  | SERVICE LINE |  | 25_4C_AL_XLPE |  |  |  | 15.563 m |  | 4 | 0
381839675 | TNB | DISTRIBUTION | KUALA SELANGOR | Existing | RYB | 230/400 V |  |  | SERVICE LINE |  | 25_4C_AL_XLPE |  |  |  | 8.229 m |  | 4 | 0
381839680 | TNB | DISTRIBUTION | KUALA SELANGOR | Existing | RYB | 230/400 V |  |  | SERVICE LINE |  | 25_4C_AL_XLPE |  |  |  | 20.402 m |  | 4 | 0
381839685 | TNB | DISTRIBUTION | KUALA SELANGOR | Existing | RYB | 230/400 V |  |  | SERVICE LINE |  | 25_4C_AL_PILC |  |  |  | 31.613 m |  | 4 | 0
381839690 | TNB | DISTRIBUTION | KUALA SELANGOR | Existing | RYB | 230/400 V |  |  | SERVICE LINE |  | 70_4C_AL_PILC |  |  |  | 11.583 m |  | 4 | 0
381839695 | TNB | DISTRIBUTION | KUALA SELANGOR | Existing | RYB | 230/400 V |  |  | SERVICE LINE |  | 25_4C_AL_XLPE |  |  |  | 5.187 m |  | 4 | 0
381839700 | TNB | DISTRIBUTION | KUALA SELANGOR | Existing | RYB | 230/400 V |  |  | SERVICE LINE |  | 25_4C_AL_XLPE |  |  |  | 17.096 m |  | 4 | 0
381839705 | TNB | DISTRIBUTION | KUALA SELANGOR | Existing | RYB | 230/400 V |  |  | LV LINE |  | 185_4C_AL_XLPE |  |  |  | 348.375 m |  | 4 | 0
381839710 | TNB | DISTRIBUTION | KUALA SELANGOR | Existing | RYB | 230/400 V |  |  | LV LINE |  | 185_4C_AL_XLPE |  |  |  | 291.715 m |  | 4 | 0
381839715 | TNB | DISTRIBUTION | KUALA SELANGOR | Existing | RYB | 230/400 V |  |  | SERVICE LINE |  | 25_4C_AL_XLPE |  |  |  | 23.194 m |  | 4 | 0
381839720 | TNB | DISTRIBUTION | KUALA SELANGOR | Existing | RYB | 230/400 V |  |  | SERVICE LINE |  | 70_4C_AL_XLPE |  |  |  | 17.935 m |  | 4 | 0
381839725 | TNB | DISTRIBUTION | KUALA SELANGOR | Existing | RYB | 230/400 V |  |  | SERVICE LINE |  | 25_4C_AL_XLPE |  |  |  | 10.268 m |  | 4 | 0
381839730 | TNB | DISTRIBUTION | KUALA SELANGOR | Existing | RYB | 230/400 V |  |  | SERVICE LINE |  | 70_4C_AL_XLPE |  |  |  | 5.391 m |  | 4 | 0
381839735 | TNB | DISTRIBUTION | KUALA SELANGOR | Existing | RYB | 230/400 V |  |  | SERVICE LINE |  | 25_4C_AL_XLPE |  |  |  | 7.758 m |  | 4 | 0
381839736 | TNB | DISTRIBUTION | KUALA SELANGOR | Existing | RYB | 230/400 V |  |  | LV LINE |  | 185_4C_AL_XLPE |  |  |  | 158.549 m |  | 4 | 0
381839741 | TNB | DISTRIBUTION | KUALA SELANGOR | Existing | RYB | 230/400 V |  |  | LV LINE |  | 120_4C_AL_XLPE |  |  |  | 28.460 m |  | 4 | 0
381839746 | TNB | DISTRIBUTION | KUALA SELANGOR | Existing | RYB | 230/400 V |  |  | LV LINE |  | 185_4C_AL_PILC |  |  |  | 28.814 m |  | 4 | 0
381839754 | TNB | DISTRIBUTION | KUALA SELANGOR | Existing | R | 230/400 V |  |  | PUBLIC LIGHT |  | ARMOURED_16MM |  |  |  | 1.393 m |  | 2 | 0
381839757 | TNB | DISTRIBUTION | KUALA SELANGOR | Existing | RYB | 230/400 V |  |  | LV LINE |  | 185_4C_AL_PILC |  |  |  | 111.721 m |  | 4 | 0
381839762 | TNB | DISTRIBUTION | KUALA SELANGOR | Existing | RYB | 230/400 V |  |  | LV LINE |  | 185_4C_AL_XLPE |  |  |  | 35.176 m |  | 4 | 0
381839782 | TNB | DISTRIBUTION | KUALA SELANGOR | Existing | RYB | 230/400 V |  |  | LV LINE |  | 185_4C_AL_XLPE |  |  |  | 28.697 m |  | 4 | 0
381839787 | TNB | DISTRIBUTION | KUALA SELANGOR | Existing | RYB | 230/400 V |  |  | LV LINE |  | 185_4C_AL_XLPE |  |  |  | 29.329 m |  | 4 | 0
381839795 | TNB | DISTRIBUTION | KUALA SELANGOR | Existing | RYB | 230/400 V |  |  | LV LINE |  | 185_4C_AL_XLPE |  |  |  | 56.544 m |  | 4 | 0
381839800 | TNB | DISTRIBUTION | KUALA SELANGOR | Existing | RYB | 230/400 V |  |  | LV LINE |  | 185_4C_AL_XLPE |  |  |  | 38.404 m |  | 4 | 0
381839805 | TNB | DISTRIBUTION | KUALA SELANGOR | Existing | RYB | 230/400 V |  |  | LV LINE |  | 185_4C_AL_XLPE |  |  |  | 37.550 m |  | 4 | 0
381839810 | TNB | DISTRIBUTION | KUALA SELANGOR | Existing | RYB | 230/400 V |  |  | LV LINE |  | 185_4C_AL_XLPE |  |  |  | 57.717 m |  | 4 | 0
381839815 | TNB | DISTRIBUTION | KUALA SELANGOR | Existing | RYB | 230/400 V |  |  | LV LINE |  | 185_4C_AL_XLPE |  |  |  | 3.784 m |  | 4 | 0
381839820 | TNB | DISTRIBUTION | KUALA SELANGOR | Existing | RYB | 230/400 V |  |  | LV LINE |  | 70_4C_AL_XLPE |  |  |  | 6.103 m |  | 4 | 0
381839825 | TNB | DISTRIBUTION | KUALA SELANGOR | Existing | RYB | 230/400 V |  |  | LV LINE |  | 185_4C_AL_XLPE |  |  |  | 40.366 m |  | 4 | 0
381839830 | TNB | DISTRIBUTION | KUALA SELANGOR | Existing | RYB | 230/400 V |  |  | LV LINE |  | 185_4C_AL_XLPE |  |  |  | 39.565 m |  | 4 | 0
381839835 | TNB | DISTRIBUTION | KUALA SELANGOR | Existing | RYB | 230/400 V |  |  | LV LINE |  | 120_4C_AL_PILC |  |  |  | 38.206 m |  | 4 | 0
381839840 | TNB | DISTRIBUTION | KUALA SELANGOR | Existing | RYB | 230/400 V |  |  | LV LINE |  | 185_4C_AL_XLPE |  |  |  | 37.028 m |  | 4 | 0
381839845 | TNB | DISTRIBUTION | KUALA SELANGOR | Existing | RYB | 230/400 V |  |  | LV LINE |  | 185_4C_AL_XLPE |  |  |  | 36.317 m |  | 4 | 0
381839850 | TNB | DISTRIBUTION | KUALA SELANGOR | Existing | RYB | 230/400 V |  |  | LV LINE |  | 185_4C_AL_XLPE |  |  |  | 35.250 m |  | 4 | 0
381839865 | TNB | DISTRIBUTION | KUALA SELANGOR | Existing | RYB | 230/400 V |  |  | SERVICE LINE |  | 70_4C_AL_XLPE |  |  |  | 16.305 m |  | 4 | 0
381839870 | TNB | DISTRIBUTION | KUALA SELANGOR | Existing | RYB | 230/400 V |  |  | LV LINE |  | 120_4C_AL_XLPE |  |  |  | 18.549 m |  | 4 | 0
381839875 | TNB | DISTRIBUTION | KUALA SELANGOR | Existing | RYB | 230/400 V |  |  | LV LINE |  | 120_4C_AL_XLPE |  |  |  | 17.563 m |  | 4 | 0
381839880 | TNB | DISTRIBUTION | KUALA SELANGOR | Existing | RYB | 230/400 V |  |  | SERVICE LINE |  | 25_4C_AL_XLPE |  |  |  | 3.000 m |  | 4 | 0
381839885 | TNB | DISTRIBUTION | KUALA SELANGOR | Existing | RYB | 230/400 V |  |  | SERVICE LINE |  | 25_4C_AL_XLPE |  |  |  | 3.002 m |  | 4 | 0
381839890 | TNB | DISTRIBUTION | KUALA SELANGOR | Existing | RYB | 230/400 V |  |  | SERVICE LINE |  | 25_4C_AL_XLPE |  |  |  | 3.001 m |  | 4 | 0
381839895 | TNB | DISTRIBUTION | KUALA SELANGOR | Existing | RYB | 230/400 V |  |  | SERVICE LINE |  | 25_4C_AL_XLPE |  |  |  | 3.002 m |  | 4 | 0
381839900 | TNB | DISTRIBUTION | KUALA SELANGOR | Existing | RYB | 230/400 V |  |  | SERVICE LINE |  | 25_4C_AL_XLPE |  |  |  | 3.001 m |  | 4 | 0
381839905 | TNB | DISTRIBUTION | KUALA SELANGOR | Existing | RYB | 230/400 V |  |  | SERVICE LINE |  | 25_4C_AL_XLPE |  |  |  | 3.002 m |  | 4 | 0
381839910 | TNB | DISTRIBUTION | KUALA SELANGOR | Existing | RYB | 230/400 V |  |  | SERVICE LINE |  | 25_4C_AL_XLPE |  |  |  | 3.001 m |  | 4 | 0
381839915 | TNB | DISTRIBUTION | KUALA SELANGOR | Existing | RYB | 230/400 V |  |  | SERVICE LINE |  | 25_4C_AL_XLPE |  |  |  | 3.001 m |  | 4 | 0
381839920 | TNB | DISTRIBUTION | KUALA SELANGOR | Existing | RYB | 230/400 V |  |  | SERVICE LINE |  | 25_4C_AL_XLPE |  |  |  | 3.002 m |  | 4 | 0
381839925 | TNB | DISTRIBUTION | KUALA SELANGOR | Existing | RYB | 230/400 V |  |  | SERVICE LINE |  | 25_4C_AL_XLPE |  |  |  | 3.002 m |  | 4 | 0
381839930 | TNB | DISTRIBUTION | KUALA SELANGOR | Existing | RYB | 230/400 V |  |  | SERVICE LINE |  | 25_4C_AL_XLPE |  |  |  | 3.000 m |  | 4 | 0
381839935 | TNB | DISTRIBUTION | KUALA SELANGOR | Existing | RYB | 230/400 V |  |  | SERVICE LINE |  | 25_4C_AL_XLPE |  |  |  | 3.002 m |  | 4 | 0
381839940 | TNB | DISTRIBUTION | KUALA SELANGOR | Existing | RYB | 230/400 V |  |  | SERVICE LINE |  | 25_4C_AL_XLPE |  |  |  | 3.001 m |  | 4 | 0
381839945 | TNB | DISTRIBUTION | KUALA SELANGOR | Existing | RYB | 230/400 V |  |  | SERVICE LINE |  | 25_4C_AL_XLPE |  |  |  | 3.001 m |  | 4 | 0
381839950 | TNB | DISTRIBUTION | KUALA SELANGOR | Existing | RYB | 230/400 V |  |  | SERVICE LINE |  | 25_4C_AL_XLPE |  |  |  | 3.001 m |  | 4 | 0
381839955 | TNB | DISTRIBUTION | KUALA SELANGOR | Existing | RYB | 230/400 V |  |  | SERVICE LINE |  | 25_4C_AL_XLPE |  |  |  | 3.001 m |  | 4 | 0
381839960 | TNB | DISTRIBUTION | KUALA SELANGOR | Existing | RYB | 230/400 V |  |  | SERVICE LINE |  | 25_4C_AL_XLPE |  |  |  | 3.002 m |  | 4 | 0
381839965 | TNB | DISTRIBUTION | KUALA SELANGOR | Existing | RYB | 230/400 V |  |  | SERVICE LINE |  | 25_4C_AL_XLPE |  |  |  | 2.999 m |  | 4 | 0
381839970 | TNB | DISTRIBUTION | KUALA SELANGOR | Existing | RYB | 230/400 V |  |  | SERVICE LINE |  | 25_4C_AL_XLPE |  |  |  | 3.000 m |  | 4 | 0
381839975 | TNB | DISTRIBUTION | KUALA SELANGOR | Existing | RYB | 230/400 V |  |  | SERVICE LINE |  | 25_4C_AL_XLPE |  |  |  | 3.002 m |  | 4 | 0
381839980 | TNB | DISTRIBUTION | KUALA SELANGOR | Existing | RYB | 230/400 V |  |  | SERVICE LINE |  | 25_4C_AL_XLPE |  |  |  | 3.002 m |  | 4 | 0
381839985 | TNB | DISTRIBUTION | KUALA SELANGOR | Existing | RYB | 230/400 V |  |  | SERVICE LINE |  | 25_4C_AL_XLPE |  |  |  | 3.002 m |  | 4 | 0
381839995 | TNB | DISTRIBUTION | KUALA SELANGOR | Existing | RYB | 230/400 V |  |  | SERVICE LINE |  | 25_4C_AL_XLPE |  |  |  | 3.001 m |  | 4 | 0
381840000 | TNB | DISTRIBUTION | KUALA SELANGOR | Existing | RYB | 230/400 V |  |  | SERVICE LINE |  | 25_4C_AL_XLPE |  |  |  | 3.002 m |  | 4 | 0
381840005 | TNB | DISTRIBUTION | KUALA SELANGOR | Existing | RYB | 230/400 V |  |  | SERVICE LINE |  | 25_4C_AL_XLPE |  |  |  | 3.001 m |  | 4 | 0
381840010 | TNB | DISTRIBUTION | KUALA SELANGOR | Existing | RYB | 230/400 V |  |  | SERVICE LINE |  | 25_4C_AL_XLPE |  |  |  | 3.002 m |  | 4 | 0
381840015 | TNB | DISTRIBUTION | KUALA SELANGOR | Existing | RYB | 230/400 V |  |  | SERVICE LINE |  | 25_4C_AL_XLPE |  |  |  | 3.002 m |  | 4 | 0
381840020 | TNB | DISTRIBUTION | KUALA SELANGOR | Existing | RYB | 230/400 V |  |  | SERVICE LINE |  | 25_4C_AL_XLPE |  |  |  | 3.002 m |  | 4 | 0
381840025 | TNB | DISTRIBUTION | KUALA SELANGOR | Existing | RYB | 230/400 V |  |  | SERVICE LINE |  | 25_4C_AL_XLPE |  |  |  | 3.217 m |  | 4 | 0
381840030 | TNB | DISTRIBUTION | KUALA SELANGOR | Existing | RYB | 230/400 V |  |  | SERVICE LINE |  | 25_4C_AL_XLPE |  |  |  | 3.001 m |  | 4 | 0
381840035 | TNB | DISTRIBUTION | KUALA SELANGOR | Existing | RYB | 230/400 V |  |  | SERVICE LINE |  | 25_4C_AL_XLPE |  |  |  | 3.000 m |  | 4 | 0
381840040 | TNB | DISTRIBUTION | KUALA SELANGOR | Existing | RYB | 230/400 V |  |  | SERVICE LINE |  | 25_4C_AL_XLPE |  |  |  | 3.000 m |  | 4 | 0
381840045 | TNB | DISTRIBUTION | KUALA SELANGOR | Existing | RYB | 230/400 V |  |  | SERVICE LINE |  | 25_4C_AL_XLPE |  |  |  | 3.000 m |  | 4 | 0
381840050 | TNB | DISTRIBUTION | KUALA SELANGOR | Existing | RYB | 230/400 V |  |  | SERVICE LINE |  | 25_4C_AL_XLPE |  |  |  | 3.002 m |  | 4 | 0
381840060 | TNB | DISTRIBUTION | KUALA SELANGOR | Existing | RYB | 230/400 V |  |  | SERVICE LINE |  | 25_4C_AL_XLPE |  |  |  | 3.000 m |  | 4 | 0
381840065 | TNB | DISTRIBUTION | KUALA SELANGOR | Existing | RYB | 230/400 V |  |  | SERVICE LINE |  | 25_4C_AL_XLPE |  |  |  | 3.002 m |  | 4 | 0
381840070 | TNB | DISTRIBUTION | KUALA SELANGOR | Existing | RYB | 230/400 V |  |  | SERVICE LINE |  | 25_4C_AL_XLPE |  |  |  | 2.999 m |  | 4 | 0
381840075 | TNB | DISTRIBUTION | KUALA SELANGOR | Existing | RYB | 230/400 V |  |  | SERVICE LINE |  | 25_4C_AL_XLPE |  |  |  | 3.001 m |  | 4 | 0
381840080 | TNB | DISTRIBUTION | KUALA SELANGOR | Existing | RYB | 230/400 V |  |  | SERVICE LINE |  | 25_4C_AL_XLPE |  |  |  | 3.001 m |  | 4 | 0
381840085 | TNB | DISTRIBUTION | KUALA SELANGOR | Existing | RYB | 230/400 V |  |  | SERVICE LINE |  | 25_4C_AL_XLPE |  |  |  | 3.026 m |  | 4 | 0
381840090 | TNB | DISTRIBUTION | KUALA SELANGOR | Existing | RYB | 230/400 V |  |  | SERVICE LINE |  | 25_4C_AL_XLPE |  |  |  | 2.016 m |  | 4 | 0
381840095 | TNB | DISTRIBUTION | KUALA SELANGOR | Existing | RYB | 230/400 V |  |  | SERVICE LINE |  | 70_4C_AL_XLPE |  |  |  | 2.156 m |  | 4 | 0
381840100 | TNB | DISTRIBUTION | KUALA SELANGOR | Existing | R | 230/400 V |  |  | SERVICE LINE |  | ARMOURED_16MM |  |  |  | 1.006 m |  | 2 | 0
381840103 | TNB | DISTRIBUTION | KUALA SELANGOR | Existing | RYB | 230/400 V |  |  | SERVICE LINE |  | 25_4C_AL_XLPE |  |  |  | 1.383 m |  | 4 | 0
381840108 | TNB | DISTRIBUTION | KUALA SELANGOR | Existing | RYB | 230/400 V |  |  | SERVICE LINE |  | 185_4C_AL_XLPE |  |  |  | 29.717 m |  | 4 | 0
381840109 | TNB | DISTRIBUTION | KUALA SELANGOR | Existing | RYB | 230/400 V |  |  | SERVICE LINE |  | 25_4C_AL_XLPE |  |  |  | 0.807 m |  | 4 | 0
381840114 | TNB | DISTRIBUTION | KUALA SELANGOR | Existing | RYB | 230/400 V |  |  | SERVICE LINE |  | 25_4C_AL_XLPE |  |  |  | 1.424 m |  | 4 | 0
381840119 | TNB | DISTRIBUTION | KUALA SELANGOR | Existing | RYB | 230/400 V |  |  | SERVICE LINE |  | 25_4C_AL_XLPE |  |  |  | 3.001 m |  | 4 | 0
381840124 | TNB | DISTRIBUTION | KUALA SELANGOR | Existing | RYB | 230/400 V |  |  | LV LINE |  | 185_4C_AL_XLPE |  |  |  | 70.090 m |  | 4 | 0
381840129 | TNB | DISTRIBUTION | KUALA SELANGOR | Existing | RYB | 230/400 V |  |  | LV LINE |  | 185_4C_AL_XLPE |  |  |  | 71.374 m |  | 4 | 0
381840134 | TNB | DISTRIBUTION | KUALA SELANGOR | Existing | RYB | 230/400 V |  |  | SERVICE LINE |  | 25_4C_AL_XLPE |  |  |  | 13.615 m |  | 4 | 0
381840139 | TNB | DISTRIBUTION | KUALA SELANGOR | Existing | RYB | 230/400 V |  |  | LV LINE |  | 70_4C_AL_XLPE |  |  |  | 64.562 m |  | 4 | 0
381840144 | TNB | DISTRIBUTION | KUALA SELANGOR | Existing | RYB | 230/400 V |  |  | LV LINE |  | 120_4C_AL_XLPE |  |  |  | 65.744 m |  | 4 | 0
381840149 | TNB | DISTRIBUTION | KUALA SELANGOR | Existing | RYB | 230/400 V |  |  | SERVICE LINE |  | 25_4C_AL_XLPE |  |  |  | 19.408 m |  | 4 | 0
381840154 | TNB | DISTRIBUTION | KUALA SELANGOR | Existing | R | 230/400 V |  |  | SERVICE LINE |  | ARMOURED_16MM |  |  |  | 5.353 m |  | 2 | 0
381840157 | TNB | DISTRIBUTION | KUALA SELANGOR | Existing | RYB | 230/400 V |  |  | SERVICE LINE |  | 70_4C_AL_XLPE |  |  |  | 33.970 m |  | 4 | 0
381840162 | TNB | DISTRIBUTION | KUALA SELANGOR | Existing | RYB | 230/400 V |  |  | SERVICE LINE |  | 25_4C_AL_XLPE |  |  |  | 21.054 m |  | 4 | 0
381840167 | TNB | DISTRIBUTION | KUALA SELANGOR | Existing | RYB | 230/400 V |  |  | SERVICE LINE |  | 25_4C_AL_XLPE |  |  |  | 21.377 m |  | 4 | 0
381840172 | TNB | DISTRIBUTION | KUALA SELANGOR | Existing | RYB | 230/400 V |  |  | SERVICE LINE |  | 25_4C_AL_XLPE |  |  |  | 16.479 m |  | 4 | 0
381840177 | TNB | DISTRIBUTION | KUALA SELANGOR | Existing | RYB | 230/400 V |  |  | SERVICE LINE |  | 25_4C_AL_XLPE |  |  |  | 27.112 m |  | 4 | 0
381840182 | TNB | DISTRIBUTION | KUALA SELANGOR | Existing | RYB | 230/400 V |  |  | SERVICE LINE |  | 25_4C_AL_XLPE |  |  |  | 18.362 m |  | 4 | 0
381840187 | TNB | DISTRIBUTION | KUALA SELANGOR | Existing | RYB | 230/400 V |  |  | SERVICE LINE |  | 25_4C_AL_XLPE |  |  |  | 18.317 m |  | 4 | 0
381840192 | TNB | DISTRIBUTION | KUALA SELANGOR | Existing | RYB | 230/400 V |  |  | SERVICE LINE |  | 25_4C_AL_XLPE |  |  |  | 14.544 m |  | 4 | 0
381840197 | TNB | DISTRIBUTION | KUALA SELANGOR | Existing | RYB | 230/400 V |  |  | SERVICE LINE |  | 25_4C_AL_XLPE |  |  |  | 16.481 m |  | 4 | 0
381840202 | TNB | DISTRIBUTION | KUALA SELANGOR | Existing | RYB | 230/400 V |  |  | SERVICE LINE |  | 70_4C_AL_XLPE |  |  |  | 104.386 m |  | 4 | 0
381840207 | TNB | DISTRIBUTION | KUALA SELANGOR | Existing | RYB | 230/400 V |  |  | SERVICE LINE |  | 25_4C_AL_XLPE |  |  |  | 4.751 m |  | 4 | 0
381840212 | TNB | DISTRIBUTION | KUALA SELANGOR | Existing | RYB | 230/400 V |  |  | SERVICE LINE |  | 25_4C_AL_XLPE |  |  |  | 16.538 m |  | 4 | 0
381840217 | TNB | DISTRIBUTION | KUALA SELANGOR | Existing | RYB | 230/400 V |  |  | LV LINE |  | 185_4C_AL_XLPE |  |  |  | 12.819 m |  | 4 | 0
381840222 | TNB | DISTRIBUTION | KUALA SELANGOR | Existing | RYB | 230/400 V |  |  | LV LINE |  | 185_4C_AL_PILC |  |  |  | 12.181 m |  | 4 | 0
381840227 | TNB | DISTRIBUTION | KUALA SELANGOR | Existing | RYB | 230/400 V |  |  | LV LINE |  | 185_4C_AL_XLPE |  |  |  | 21.387 m |  | 4 | 0
381840232 | TNB | DISTRIBUTION | KUALA SELANGOR | Existing | RYB | 230/400 V |  |  | LV LINE |  | 185_4C_AL_XLPE |  |  |  | 19.498 m |  | 4 | 0
381840237 | TNB | DISTRIBUTION | KUALA SELANGOR | Existing | RYB | 230/400 V |  |  | LV LINE |  | 185_4C_AL_XLPE |  |  |  | 39.329 m |  | 4 | 0
381840242 | TNB | DISTRIBUTION | KUALA SELANGOR | Existing | RYB | 230/400 V |  |  | SERVICE LINE |  | 25_4C_AL_XLPE |  |  |  | 27.292 m |  | 4 | 0
381840317 | TNB | DISTRIBUTION | KUALA SELANGOR | Existing | RYB | 230/400 V |  |  | SERVICE LINE |  | 25_4C_AL_XLPE |  |  |  | 11.536 m |  | 4 | 0
381840347 | TNB | DISTRIBUTION | KUALA SELANGOR | Existing | RYB | 230/400 V |  |  | SERVICE LINE |  | 25_4C_AL_XLPE |  |  |  | 13.690 m |  | 4 | 0
381840377 | TNB | DISTRIBUTION | KUALA SELANGOR | Existing | RYB | 230/400 V |  |  | SERVICE LINE |  | 25_4C_AL_XLPE |  |  |  | 13.047 m |  | 4 | 0
381840392 | TNB | DISTRIBUTION | KUALA SELANGOR | Existing | RYB | 230/400 V |  |  | SERVICE LINE |  | 25_4C_AL_XLPE |  |  |  | 12.418 m |  | 4 | 0
381840417 | TNB | DISTRIBUTION | KUALA SELANGOR | Existing | RYB | 230/400 V |  |  | LV LINE |  | 185_4C_AL_PILC |  |  |  | 58.203 m |  | 4 | 0
381840422 | TNB | DISTRIBUTION | KUALA SELANGOR | Existing | RYB | 230/400 V |  |  | LV LINE |  | 185_4C_AL_XLPE |  |  |  | 99.264 m |  | 4 | 0
381840427 | TNB | DISTRIBUTION | KUALA SELANGOR | Existing | RYB | 230/400 V |  |  | LV LINE |  | 185_4C_AL_XLPE |  |  |  | 14.493 m |  | 4 | 0
381840432 | TNB | DISTRIBUTION | KUALA SELANGOR | Existing | RYB | 230/400 V |  |  | SERVICE LINE |  | 25_4C_AL_XLPE |  |  |  | 15.826 m |  | 4 | 0
381840437 | TNB | DISTRIBUTION | KUALA SELANGOR | Existing | RYB | 230/400 V |  |  | SERVICE LINE |  | 25_4C_AL_XLPE |  |  |  | 1.592 m |  | 4 | 0
381840442 | TNB | DISTRIBUTION | KUALA SELANGOR | Existing | RYB | 230/400 V |  |  | SERVICE LINE |  | 25_4C_AL_XLPE |  |  |  | 17.094 m |  | 4 | 0
381840447 | TNB | DISTRIBUTION | KUALA SELANGOR | Existing | RYB | 230/400 V |  |  | SERVICE LINE |  | 25_4C_AL_XLPE |  |  |  | 2.485 m |  | 4 | 0
381840452 | TNB | DISTRIBUTION | KUALA SELANGOR | Existing | RYB | 230/400 V |  |  | SERVICE LINE |  | 25_4C_AL_XLPE |  |  |  | 28.245 m |  | 4 | 0
381840457 | TNB | DISTRIBUTION | KUALA SELANGOR | Existing | RYB | 230/400 V |  |  | SERVICE LINE |  | 25_4C_AL_XLPE |  |  |  | 3.389 m |  | 4 | 0
381840462 | TNB | DISTRIBUTION | KUALA SELANGOR | Existing | RYB | 230/400 V |  |  | SERVICE LINE |  | 25_4C_AL_XLPE |  |  |  | 23.286 m |  | 4 | 0
381840467 | TNB | DISTRIBUTION | KUALA SELANGOR | Existing | RYB | 230/400 V |  |  | SERVICE LINE |  | 25_4C_AL_XLPE |  |  |  | 2.501 m |  | 4 | 0
381840472 | TNB | DISTRIBUTION | KUALA SELANGOR | Existing | RYB | 230/400 V |  |  | LV LINE |  | 70_4C_AL_XLPE |  |  |  | 110.990 m |  | 4 | 0
381840477 | TNB | DISTRIBUTION | KUALA SELANGOR | Existing | RYB | 230/400 V |  |  | SERVICE LINE |  | 70_4C_AL_XLPE |  |  |  | 31.483 m |  | 4 | 0
381840482 | TNB | DISTRIBUTION | KUALA SELANGOR | Existing | RYB | 230/400 V |  |  | SERVICE LINE |  | 70_4C_AL_XLPE |  |  |  | 2.814 m |  | 4 | 0
381840487 | TNB | DISTRIBUTION | KUALA SELANGOR | Existing | RYB | 230/400 V |  |  | SERVICE LINE |  | 70_4C_AL_XLPE |  |  |  | 2.013 m |  | 4 | 0
381840492 | TNB | DISTRIBUTION | KUALA SELANGOR | Existing | RYB | 230/400 V |  |  | SERVICE LINE |  | 70_4C_AL_XLPE |  |  |  | 2.000 m |  | 4 | 0
381840497 | TNB | DISTRIBUTION | KUALA SELANGOR | Existing | RYB | 230/400 V |  |  | SERVICE LINE |  | 70_4C_AL_XLPE |  |  |  | 2.066 m |  | 4 | 0
381840502 | TNB | DISTRIBUTION | KUALA SELANGOR | Existing | RYB | 230/400 V |  |  | SERVICE LINE |  | 70_4C_AL_XLPE |  |  |  | 2.079 m |  | 4 | 0
381840507 | TNB | DISTRIBUTION | KUALA SELANGOR | Existing | RYB | 230/400 V |  |  | SERVICE LINE |  | 70_4C_AL_XLPE |  |  |  | 1.000 m |  | 4 | 0
381840512 | TNB | DISTRIBUTION | KUALA SELANGOR | Existing | RYB | 230/400 V |  |  | SERVICE LINE |  | 70_4C_AL_XLPE |  |  |  | 1.000 m |  | 4 | 0
381840517 | TNB | DISTRIBUTION | KUALA SELANGOR | Existing | RYB | 230/400 V |  |  | SERVICE LINE |  | 70_4C_AL_XLPE |  |  |  | 1.000 m |  | 4 | 0
381840522 | TNB | DISTRIBUTION | KUALA SELANGOR | Existing | RYB | 230/400 V |  |  | SERVICE LINE |  | 70_4C_AL_XLPE |  |  |  | 1.000 m |  | 4 | 0
381840527 | TNB | DISTRIBUTION | KUALA SELANGOR | Existing | RYB | 230/400 V |  |  | SERVICE LINE |  | 70_4C_AL_XLPE |  |  |  | 2.678 m |  | 4 | 0
381840532 | TNB | DISTRIBUTION | KUALA SELANGOR | Existing | RYB | 230/400 V |  |  | SERVICE LINE |  | 70_4C_AL_XLPE |  |  |  | 2.203 m |  | 4 | 0
381840537 | TNB | DISTRIBUTION | KUALA SELANGOR | Existing | RYB | 230/400 V |  |  | SERVICE LINE |  | 70_4C_AL_XLPE |  |  |  | 2.563 m |  | 4 | 0
381840542 | TNB | DISTRIBUTION | KUALA SELANGOR | Existing | RYB | 230/400 V |  |  | SERVICE LINE |  | 25_4C_AL_XLPE |  |  |  | 18.337 m |  | 4 | 0
381840547 | TNB | DISTRIBUTION | KUALA SELANGOR | Existing | RYB | 230/400 V |  |  | SERVICE LINE |  | 25_4C_AL_XLPE |  |  |  | 2.501 m |  | 4 | 0
381840557 | TNB | DISTRIBUTION | KUALA SELANGOR | Existing | RYB | 230/400 V |  |  | LV LINE |  | 185_4C_AL_XLPE |  |  |  | 74.189 m |  | 4 | 0
381840562 | TNB | DISTRIBUTION | KUALA SELANGOR | Existing | RYB | 230/400 V |  |  | SERVICE LINE |  | 70_4C_AL_XLPE |  |  |  | 22.835 m |  | 4 | 0
381840567 | TNB | DISTRIBUTION | KUALA SELANGOR | Existing | RYB | 230/400 V |  |  | SERVICE LINE |  | 70_4C_AL_XLPE |  |  |  | 3.461 m |  | 4 | 0
381840572 | TNB | DISTRIBUTION | KUALA SELANGOR | Existing | RYB | 230/400 V |  |  | SERVICE LINE |  | 70_4C_AL_XLPE |  |  |  | 1.638 m |  | 4 | 0
381840577 | TNB | DISTRIBUTION | KUALA SELANGOR | Existing | RYB | 230/400 V |  |  | SERVICE LINE |  | 70_4C_AL_XLPE |  |  |  | 1.830 m |  | 4 | 0
381840578 | TNB | DISTRIBUTION | KUALA SELANGOR | Existing | RYB | 230/400 V |  |  | SERVICE LINE |  | 70_4C_AL_XLPE |  |  |  | 1.798 m |  | 4 | 0
381840583 | TNB | DISTRIBUTION | KUALA SELANGOR | Existing | RYB | 230/400 V |  |  | LV LINE |  | 185_4C_AL_XLPE |  |  |  | 13.327 m |  | 4 | 0
381840588 | TNB | DISTRIBUTION | KUALA SELANGOR | Existing | RYB | 230/400 V |  |  | SERVICE LINE |  | 120_4C_AL_XLPE |  |  |  | 7.924 m |  | 4 | 0
381840593 | TNB | DISTRIBUTION | KUALA SELANGOR | Existing | RYB | 230/400 V |  |  | SERVICE LINE |  | 120_4C_AL_XLPE |  |  |  | 1.069 m |  | 4 | 0
381840598 | TNB | DISTRIBUTION | KUALA SELANGOR | Existing | RYB | 230/400 V |  |  | LV LINE |  | 185_4C_AL_XLPE |  |  |  | 14.217 m |  | 4 | 0
381840603 | TNB | DISTRIBUTION | KUALA SELANGOR | Existing | RYB | 230/400 V |  |  | LV LINE |  | 185_4C_AL_XLPE |  |  |  | 15.629 m |  | 4 | 0
381840608 | TNB | DISTRIBUTION | KUALA SELANGOR | Existing | RYB | 230/400 V |  |  | SERVICE LINE |  | 185_4C_AL_XLPE |  |  |  | 11.625 m |  | 4 | 0
381840613 | TNB | DISTRIBUTION | KUALA SELANGOR | Existing | RYB | 230/400 V |  |  | SERVICE LINE |  | 185_4C_AL_XLPE |  |  |  | 2.146 m |  | 4 | 0
381840618 | TNB | DISTRIBUTION | KUALA SELANGOR | Existing | RYB | 230/400 V |  |  | LV LINE |  | 185_4C_AL_XLPE |  |  |  | 17.583 m |  | 4 | 0
381840623 | TNB | DISTRIBUTION | KUALA SELANGOR | Existing | RYB | 230/400 V |  |  | LV LINE |  | 185_4C_AL_XLPE |  |  |  | 17.745 m |  | 4 | 0
381840628 | TNB | DISTRIBUTION | KUALA SELANGOR | Existing | RYB | 230/400 V |  |  | LV LINE |  | 185_4C_AL_XLPE |  |  |  | 10.741 m |  | 4 | 0
381840633 | TNB | DISTRIBUTION | KUALA SELANGOR | Existing | RYB | 230/400 V |  |  | LV LINE |  | 185_4C_AL_XLPE |  |  |  | 6.313 m |  | 4 | 0
381840638 | TNB | DISTRIBUTION | KUALA SELANGOR | Existing | RYB | 230/400 V |  |  | SERVICE LINE |  | 185_4C_AL_XLPE |  |  |  | 36.375 m |  | 4 | 0
381840643 | TNB | DISTRIBUTION | KUALA SELANGOR | Existing | RYB | 230/400 V |  |  | LV LINE |  | 185_4C_AL_XLPE |  |  |  | 6.878 m |  | 4 | 0
381841612 | TNB | DISTRIBUTION | KUALA SELANGOR | Existing | RYB | 230/400 V |  |  | LV LINE |  | 185_4C_AL_XLPE |  |  |  | 8.834 m |  | 4 | 0
381841712 | TNB | DISTRIBUTION | KUALA SELANGOR | Existing | RYB | 230/400 V |  |  | LV LINE |  | 185_4C_AL_XLPE |  |  |  | 31.886 m |  | 4 | 0
381841730 | TNB | DISTRIBUTION | KUALA SELANGOR | Existing | RYB | 230/400 V |  |  | LV LINE |  | 120_4C_AL_XLPE |  |  |  | 32.559 m |  | 4 | 0
381841773 | TNB | DISTRIBUTION | KUALA SELANGOR | Existing | RYB | 230/400 V |  |  | SERVICE LINE |  | 7X_500_1C_CU_PVC/PVC |  |  |  | 7.842 m |  | 7 | 0
381841785 | TNB | DISTRIBUTION | KUALA SELANGOR | Existing | RYB | 230/400 V |  |  | SERVICE LINE |  | 185_4C_AL_XLPE |  |  |  | 42.313 m |  | 4 | 0
381841797 | TNB | DISTRIBUTION | KUALA SELANGOR | Existing | RYB | 230/400 V |  |  | SERVICE LINE |  | 185_4C_AL_XLPE |  |  |  | 39.316 m |  | 4 | 0
381841809 | TNB | DISTRIBUTION | KUALA SELANGOR | Existing | RYB | 230/400 V |  |  | LV LINE |  | 185_4C_AL_XLPE |  |  |  | 20.061 m |  | 4 | 0
381841814 | TNB | DISTRIBUTION | KUALA SELANGOR | Existing | RYB | 230/400 V |  |  | LV LINE |  | 185_4C_AL_XLPE |  |  |  | 15.302 m |  | 4 | 0
381841819 | TNB | DISTRIBUTION | KUALA SELANGOR | Existing | RYB | 230/400 V |  |  | LV LINE |  | 185_4C_AL_XLPE |  |  |  | 27.121 m |  | 4 | 0
381841824 | TNB | DISTRIBUTION | KUALA SELANGOR | Existing | RYB | 230/400 V |  |  | LV LINE |  | 185_4C_AL_XLPE |  |  |  | 29.625 m |  | 4 | 0
381841857 | TNB | DISTRIBUTION | KUALA SELANGOR | Existing | RYB | 230/400 V |  |  | Unknown |  | 185_4C_AL_XLPE |  |  |  | 17.384 m |  | 4 | 0
381841862 | TNB | DISTRIBUTION | KUALA SELANGOR | Existing | RYB | 230/400 V |  |  | Unknown |  | 185_4C_AL_XLPE |  |  |  | 17.918 m |  | 4 | 0
381841867 | TNB | DISTRIBUTION | KUALA SELANGOR | Existing | RYB | 230/400 V |  |  | Unknown |  | 185_4C_AL_XLPE |  |  |  | 36.676 m |  | 4 | 0
381841872 | TNB | DISTRIBUTION | KUALA SELANGOR | Existing | RYB | 230/400 V |  |  | Unknown |  | 185_4C_AL_XLPE |  |  |  | 36.847 m |  | 4 | 0
381841877 | TNB | DISTRIBUTION | KUALA SELANGOR | Existing | RYB | 230/400 V |  |  | Unknown |  | 185_4C_AL_XLPE |  |  |  | 41.634 m |  | 4 | 0
381841896 | TNB | DISTRIBUTION | KUALA SELANGOR | Existing | RYB | Unknown |  |  | Unknown |  | 300_4C_AL_XLPE |  |  |  | 84.054 m |  | 4 | 0
381841901 | TNB | DISTRIBUTION | KUALA SELANGOR | Existing | RYB | Unknown |  |  | Unknown |  | 185_4C_AL_XLPE |  |  |  | 19.343 m |  | 4 | 0
381841902 | TNB | DISTRIBUTION | KUALA SELANGOR | Existing | RYB | Unknown |  |  | Unknown |  | 185_4C_AL_XLPE |  |  |  | 18.740 m |  | 4 | 0
381841903 | TNB | DISTRIBUTION | KUALA SELANGOR | Existing | RYB | Unknown |  |  | Unknown |  | 185_4C_AL_XLPE |  |  |  | 18.620 m |  | 4 | 0
381841944 | TNB | DISTRIBUTION | KUALA SELANGOR | Existing | RYB | Unknown |  |  | Unknown |  | 185_4C_AL_XLPE |  |  |  | 29.313 m |  | 4 | 0
381841949 | TNB | DISTRIBUTION | KUALA SELANGOR | Existing | RYB | Unknown |  |  | Unknown |  | 185_4C_AL_XLPE |  |  |  | 27.705 m |  | 4 | 0
381841954 | TNB | DISTRIBUTION | KUALA SELANGOR | Existing | RYB | Unknown |  |  | Unknown |  | 185_4C_AL_XLPE |  |  |  | 26.092 m |  | 4 | 0
381841959 | TNB | DISTRIBUTION | KUALA SELANGOR | Existing | RYB | Unknown |  |  | Unknown |  | 185_4C_AL_XLPE |  |  |  | 24.609 m |  | 4 | 0
381842011 | TNB | DISTRIBUTION | KUALA SELANGOR | Existing | RYB | Unknown |  |  | Unknown |  | 185_4C_AL_XLPE |  |  |  | 19.894 m |  | 4 | 0
381842016 | TNB | DISTRIBUTION | KUALA SELANGOR | Existing | RYB | Unknown |  |  | Unknown |  | 185_4C_AL_XLPE |  |  |  | 19.886 m |  | 4 | 0
381842021 | TNB | DISTRIBUTION | KUALA SELANGOR | Existing | RYB | Unknown |  |  | Unknown |  | 185_4C_AL_XLPE |  |  |  | 43.790 m |  | 4 | 0
381842027 | TNB | DISTRIBUTION | KUALA SELANGOR | Existing | RYB | Unknown |  |  | Unknown |  | 185_4C_AL_XLPE |  |  |  | 3.998 m |  | 4 | 0
381842032 | TNB | DISTRIBUTION | KUALA SELANGOR | Existing | RYB | Unknown |  |  | Unknown |  | 185_4C_AL_XLPE |  |  |  | 5.610 m |  | 4 | 0
381842037 | TNB | DISTRIBUTION | KUALA SELANGOR | Existing | RYB | Unknown |  |  | Unknown |  | 185_4C_AL_XLPE |  |  |  | 6.360 m |  | 4 | 0
381842042 | TNB | DISTRIBUTION | KUALA SELANGOR | Existing | RYB | Unknown |  |  | Unknown |  | 185_4C_AL_XLPE |  |  |  | 6.599 m |  | 4 | 0
381842047 | TNB | DISTRIBUTION | KUALA SELANGOR | Existing | RYB | Unknown |  |  | Unknown |  | 185_4C_AL_XLPE |  |  |  | 7.203 m |  | 4 | 0
381842086 | TNB | DISTRIBUTION | KUALA SELANGOR | Existing | RYB | 230/400 V |  |  | LV LINE |  | 185_4C_AL_XLPE |  |  |  | 10.216 m |  | 4 | 0
381842091 | TNB | DISTRIBUTION | KUALA SELANGOR | Existing | RYB | 230/400 V |  |  | LV LINE |  | 185_4C_AL_XLPE |  |  |  | 10.298 m |  | 4 | 0
381842096 | TNB | DISTRIBUTION | KUALA SELANGOR | Existing | RYB | 230/400 V |  |  | LV LINE |  | 185_4C_AL_XLPE |  |  |  | 10.953 m |  | 4 | 0
381842165 | TNB | DISTRIBUTION | KUALA SELANGOR | Existing | RYB | Unknown |  |  | Unknown |  | 185_4C_AL_XLPE |  |  |  | 8.020 m |  | 4 | 0
381842247 | TNB | DISTRIBUTION | KUALA SELANGOR | Existing | RYB | 230/400 V |  |  | LV LINE |  | 185_4C_AL_XLPE |  |  |  | 14.905 m |  | 4 | 0
381842253 | TNB | DISTRIBUTION | KUALA SELANGOR | Existing | RYB | 230/400 V |  |  | LV LINE |  | 185_4C_AL_XLPE |  |  |  | 85.881 m |  | 4 | 0
381842258 | TNB | DISTRIBUTION | KUALA SELANGOR | Existing | RYB | 230/400 V |  |  | LV LINE |  | 185_4C_AL_XLPE |  |  |  | 73.324 m |  | 4 | 0
381842263 | TNB | DISTRIBUTION | KUALA SELANGOR | Existing | RYB | 230/400 V |  |  | LV LINE |  | 185_4C_AL_XLPE |  |  |  | 123.014 m |  | 4 | 0
381842545 | TNB | DISTRIBUTION | KUALA SELANGOR | Existing | RYB | 230/400 V |  |  | LV LINE |  | 300_4C_AL_XLPE |  |  |  | 169.746 m |  | 4 | 0
381842554 | TNB | DISTRIBUTION | KUALA SELANGOR | Existing | RYB | 230/400 V |  |  | LV LINE |  | 300_4C_AL_XLPE |  |  |  | 223.041 m |  | 4 | 0
381842570 | TNB | DISTRIBUTION | KUALA SELANGOR | Existing | RYB | 230/400 V |  |  | LV LINE |  | 185_4C_AL_XLPE |  |  |  | 27.077 m |  | 4 | 0
381842575 | TNB | DISTRIBUTION | KUALA SELANGOR | Existing | RYB | 230/400 V |  |  | LV LINE |  | 185_4C_AL_XLPE |  |  |  | 45.592 m |  | 4 | 0
381842586 | TNB | DISTRIBUTION | KUALA SELANGOR | Existing | RYB | 230/400 V |  |  | LV LINE |  | 185_4C_AL_XLPE |  |  |  | 6.921 m |  | 4 | 0
381842597 | TNB | DISTRIBUTION | KUALA SELANGOR | Existing | RYB | 230/400 V |  |  | LV LINE |  | 185_4C_AL_XLPE |  |  |  | 6.628 m |  | 4 | 0
381842709 | TNB | DISTRIBUTION | KUALA SELANGOR | Existing | RYB | 230/400 V |  |  | SERVICE LINE |  | 25_4C_AL_XLPE |  |  |  | 14.983 m |  | 4 | 0
381842714 | TNB | DISTRIBUTION | KUALA SELANGOR | Existing | RYB | 230/400 V |  |  | SERVICE LINE |  | 25_4C_AL_XLPE |  |  |  | 24.889 m |  | 4 | 0
381842719 | TNB | DISTRIBUTION | KUALA SELANGOR | Existing | RYB | 230/400 V |  |  | SERVICE LINE |  | 25_4C_AL_XLPE |  |  |  | 32.311 m |  | 4 | 0
381842724 | TNB | DISTRIBUTION | KUALA SELANGOR | Existing | RYB | 230/400 V |  |  | SERVICE LINE |  | 25_4C_AL_XLPE |  |  |  | 40.117 m |  | 4 | 0
381842729 | TNB | DISTRIBUTION | KUALA SELANGOR | Existing | RYB | 230/400 V |  |  | SERVICE LINE |  | 25_4C_AL_XLPE |  |  |  | 47.965 m |  | 4 | 0
381842734 | TNB | DISTRIBUTION | KUALA SELANGOR | Existing | RYB | 230/400 V |  |  | SERVICE LINE |  | 25_4C_AL_XLPE |  |  |  | 55.593 m |  | 4 | 0
381842739 | TNB | DISTRIBUTION | KUALA SELANGOR | Existing | RYB | 230/400 V |  |  | SERVICE LINE |  | 25_4C_AL_XLPE |  |  |  | 20.016 m |  | 4 | 0
381842744 | TNB | DISTRIBUTION | KUALA SELANGOR | Existing | RYB | 230/400 V |  |  | SERVICE LINE |  | 25_4C_AL_XLPE |  |  |  | 13.271 m |  | 4 | 0
381842749 | TNB | DISTRIBUTION | KUALA SELANGOR | Existing | RYB | 230/400 V |  |  | SERVICE LINE |  | 25_4C_AL_XLPE |  |  |  | 27.176 m |  | 4 | 0
381842754 | TNB | DISTRIBUTION | KUALA SELANGOR | Existing | RYB | 230/400 V |  |  | SERVICE LINE |  | 25_4C_AL_XLPE |  |  |  | 35.324 m |  | 4 | 0
381842759 | TNB | DISTRIBUTION | KUALA SELANGOR | Existing | RYB | 230/400 V |  |  | SERVICE LINE |  | 25_4C_AL_XLPE |  |  |  | 42.217 m |  | 4 | 0
381842764 | TNB | DISTRIBUTION | KUALA SELANGOR | Existing | RYB | 230/400 V |  |  | SERVICE LINE |  | 25_4C_AL_XLPE |  |  |  | 51.829 m |  | 4 | 0
381842769 | TNB | DISTRIBUTION | KUALA SELANGOR | Existing | RYB | 230/400 V |  |  | SERVICE LINE |  | 25_4C_AL_XLPE |  |  |  | 21.083 m |  | 4 | 0
381842774 | TNB | DISTRIBUTION | KUALA SELANGOR | Existing | RYB | 230/400 V |  |  | SERVICE LINE |  | 25_4C_AL_XLPE |  |  |  | 27.775 m |  | 4 | 0
381842779 | TNB | DISTRIBUTION | KUALA SELANGOR | Existing | RYB | 230/400 V |  |  | SERVICE LINE |  | 25_4C_AL_XLPE |  |  |  | 35.461 m |  | 4 | 0
381842784 | TNB | DISTRIBUTION | KUALA SELANGOR | Existing | RYB | 230/400 V |  |  | SERVICE LINE |  | 25_4C_AL_XLPE |  |  |  | 42.363 m |  | 4 | 0
381842789 | TNB | DISTRIBUTION | KUALA SELANGOR | Existing | RYB | 230/400 V |  |  | SERVICE LINE |  | 25_4C_AL_XLPE |  |  |  | 50.342 m |  | 4 | 0
381842794 | TNB | DISTRIBUTION | KUALA SELANGOR | Existing | RYB | 230/400 V |  |  | SERVICE LINE |  | 185_4C_AL_XLPE |  |  |  | 86.330 m |  | 4 | 0
381842803 | TNB | DISTRIBUTION | KUALA SELANGOR | Existing | RYB | 230/400 V |  |  | SERVICE LINE |  | 25_4C_AL_XLPE |  |  |  | 22.938 m |  | 4 | 0
381842808 | TNB | DISTRIBUTION | KUALA SELANGOR | Existing | RYB | 230/400 V |  |  | SERVICE LINE |  | 25_4C_AL_XLPE |  |  |  | 30.174 m |  | 4 | 0
381842813 | TNB | DISTRIBUTION | KUALA SELANGOR | Existing | RYB | 230/400 V |  |  | SERVICE LINE |  | 25_4C_AL_XLPE |  |  |  | 38.016 m |  | 4 | 0
381842818 | TNB | DISTRIBUTION | KUALA SELANGOR | Existing | RYB | 230/400 V |  |  | SERVICE LINE |  | 25_4C_AL_XLPE |  |  |  | 46.186 m |  | 4 | 0
381842823 | TNB | DISTRIBUTION | KUALA SELANGOR | Existing | RYB | 230/400 V |  |  | SERVICE LINE |  | 25_4C_AL_XLPE |  |  |  | 53.591 m |  | 4 | 0
381842828 | TNB | DISTRIBUTION | KUALA SELANGOR | Existing | RYB | 230/400 V |  |  | SERVICE LINE |  | 185_4C_AL_XLPE |  |  |  | 99.357 m |  | 4 | 0
381842833 | TNB | DISTRIBUTION | KUALA SELANGOR | Existing | RYB | 230/400 V |  |  | SERVICE LINE |  | 185_4C_AL_XLPE |  |  |  | 49.764 m |  | 4 | 0
381842838 | TNB | DISTRIBUTION | KUALA SELANGOR | Existing | RYB | 230/400 V |  |  | SERVICE LINE |  | 25_4C_AL_XLPE |  |  |  | 25.685 m |  | 4 | 0
381842853 | TNB | DISTRIBUTION | KUALA SELANGOR | Existing | RYB | 230/400 V |  |  | SERVICE LINE |  | 25_4C_AL_XLPE |  |  |  | 26.977 m |  | 4 | 0
381842858 | TNB | DISTRIBUTION | KUALA SELANGOR | Existing | RYB | 230/400 V |  |  | SERVICE LINE |  | 25_4C_AL_XLPE |  |  |  | 26.460 m |  | 4 | 0
381842863 | TNB | DISTRIBUTION | KUALA SELANGOR | Existing | RYB | 230/400 V |  |  | SERVICE LINE |  | 25_4C_AL_XLPE |  |  |  | 14.016 m |  | 4 | 0
381842868 | TNB | DISTRIBUTION | KUALA SELANGOR | Existing | RYB | 230/400 V |  |  | SERVICE LINE |  | 25_4C_AL_XLPE |  |  |  | 12.587 m |  | 4 | 0
381842873 | TNB | DISTRIBUTION | KUALA SELANGOR | Existing | RYB | 230/400 V |  |  | SERVICE LINE |  | 25_4C_AL_XLPE |  |  |  | 24.976 m |  | 4 | 0
381842878 | TNB | DISTRIBUTION | KUALA SELANGOR | Existing | RYB | 230/400 V |  |  | SERVICE LINE |  | 185_4C_AL_XLPE |  |  |  | 38.906 m |  | 4 | 0
381842883 | TNB | DISTRIBUTION | KUALA SELANGOR | Existing | RYB | 230/400 V |  |  | SERVICE LINE |  | 185_4C_AL_XLPE |  |  |  | 138.075 m |  | 4 | 0
381842888 | TNB | DISTRIBUTION | KUALA SELANGOR | Existing | RYB | 230/400 V |  |  | SERVICE LINE |  | 185_4C_AL_XLPE |  |  |  | 85.298 m |  | 4 | 0
381842958 | TNB | DISTRIBUTION | KUALA SELANGOR | Existing | RYB | 230/400 V |  |  | LV LINE |  | 185_4C_AL_XLPE |  |  |  | 17.821 m |  | 4 | 0
381842972 | TNB | DISTRIBUTION | KUALA SELANGOR | Existing | RYB | 230/400 V |  |  | LV LINE |  | 185_4C_AL_XLPE |  |  |  | 20.676 m |  | 4 | 0
381842977 | TNB | DISTRIBUTION | KUALA SELANGOR | Existing | RYB | 230/400 V |  |  | LV LINE |  | 185_4C_AL_XLPE |  |  |  | 64.898 m |  | 4 | 0
381842991 | TNB | DISTRIBUTION | KUALA SELANGOR | Existing | RYB | 230/400 V |  |  | LV LINE |  | 70_4C_AL_XLPE |  |  |  | 35.855 m |  | 4 | 0
381843128 | TNB | DISTRIBUTION | KUALA SELANGOR | Existing | RYB | 230/400 V |  |  | LV LINE |  | 185_4C_AL_XLPE |  |  |  | 9.175 m |  | 4 | 0
381843133 | TNB | DISTRIBUTION | KUALA SELANGOR | Existing | RYB | 230/400 V |  |  | LV LINE |  | 185_4C_AL_XLPE |  |  |  | 12.893 m |  | 4 | 0
381843138 | TNB | DISTRIBUTION | KUALA SELANGOR | Existing | RYB | 230/400 V |  |  | LV LINE |  | 185_4C_AL_XLPE |  |  |  | 22.929 m |  | 4 | 0
381843145 | TNB | DISTRIBUTION | KUALA SELANGOR | Existing | RYB | 230/400 V |  |  | LV LINE |  | 185_4C_AL_XLPE |  |  |  | 5.954 m |  | 4 | 0
381843150 | TNB | DISTRIBUTION | KUALA SELANGOR | Existing | RYB | 230/400 V |  |  | LV LINE |  | 185_4C_AL_XLPE |  |  |  | 6.399 m |  | 4 | 0
381843156 | TNB | DISTRIBUTION | KUALA SELANGOR | Existing | RYB | 230/400 V |  |  | LV LINE |  | 185_4C_AL_XLPE |  |  |  | 128.819 m |  | 4 | 0
381843161 | TNB | DISTRIBUTION | KUALA SELANGOR | Existing | RYB | 230/400 V |  |  | LV LINE |  | 185_4C_AL_XLPE |  |  |  | 147.400 m |  | 4 | 0
381843276 | TNB | DISTRIBUTION | KUALA SELANGOR | Existing | RYB | 230/400 V |  |  | LV LINE |  | 185_4C_AL_XLPE |  |  |  | 188.334 m |  | 4 | 0
381843293 | TNB | DISTRIBUTION | KUALA SELANGOR | Existing | RYB | 230/400 V |  |  | LV LINE |  | 185_4C_AL_XLPE |  |  |  | 78.454 m |  | 4 | 0
381843338 | TNB | DISTRIBUTION | KUALA SELANGOR | Existing | RYB | 230/400 V |  |  | LV LINE |  | 70_4C_CU_PILC |  |  |  | 25.575 m |  | 4 | 0
381865425 | TNB | DISTRIBUTION | KUALA SELANGOR | Existing | RYB | 230/400 V |  |  | LV LINE |  | 185_4C_AL_XLPE |  |  |  | 27.702 m |  | 4 | 0
381865445 | TNB | DISTRIBUTION | KUALA SELANGOR | Existing | RYB | 230/400 V |  |  | LV LINE |  | 185_4C_AL_XLPE |  |  |  | 1.954 m |  | 4 | 0
381865450 | TNB | DISTRIBUTION | KUALA SELANGOR | Existing | RYB | 230/400 V |  |  | LV LINE |  | 185_4C_AL_XLPE |  |  |  | 14.910 m |  | 4 | 0
381865455 | TNB | DISTRIBUTION | KUALA SELANGOR | Existing | RYB | 230/400 V |  |  | LV LINE |  | 185_4C_AL_XLPE |  |  |  | 3.125 m |  | 4 | 0
381865460 | TNB | DISTRIBUTION | KUALA SELANGOR | Existing | RYB | 230/400 V |  |  | LV LINE |  | 185_4C_AL_XLPE |  |  |  | 48.187 m |  | 4 | 0
381865465 | TNB | DISTRIBUTION | KUALA SELANGOR | Existing | RYB | 230/400 V |  |  | LV LINE |  | 185_4C_AL_XLPE |  |  |  | 25.155 m |  | 4 | 0
381865472 | TNB | DISTRIBUTION | KUALA SELANGOR | Existing | RYB | 230/400 V |  |  | LV LINE |  | 185_4C_AL_XLPE |  |  |  | 149.935 m |  | 4 | 0
381865477 | TNB | DISTRIBUTION | KUALA SELANGOR | Existing | RYB | 230/400 V |  |  | LV LINE |  | 185_4C_AL_XLPE |  |  |  | 104.712 m |  | 4 | 0
381865482 | TNB | DISTRIBUTION | KUALA SELANGOR | Existing | RYB | 230/400 V |  |  | LV LINE |  | 185_4C_AL_XLPE |  |  |  | 94.692 m |  | 4 | 0
381865494 | TNB | DISTRIBUTION | KUALA SELANGOR | Existing | RYB | 230/400 V |  |  | LV LINE |  | 185_4C_AL_XLPE |  |  |  | 254.285 m |  | 4 | 0
381865499 | TNB | DISTRIBUTION | KUALA SELANGOR | Existing | RYB | 230/400 V |  |  | LV LINE |  | 185_4C_AL_XLPE |  |  |  | 183.612 m |  | 4 | 0
381865504 | TNB | DISTRIBUTION | KUALA SELANGOR | Existing | RYB | 230/400 V |  |  | LV LINE |  | 185_4C_AL_XLPE |  |  |  | 74.719 m |  | 4 | 0
381865514 | TNB | DISTRIBUTION | KUALA SELANGOR | Existing | RYB | 230/400 V |  |  | LV LINE |  | 185_4C_AL_XLPE |  |  |  | 93.322 m |  | 4 | 0
381865519 | TNB | DISTRIBUTION | KUALA SELANGOR | Existing | RYB | 230/400 V |  |  | LV LINE |  | 185_4C_AL_XLPE |  |  |  | 92.002 m |  | 4 | 0
381865524 | TNB | DISTRIBUTION | KUALA SELANGOR | Existing | RYB | 230/400 V |  |  | LV LINE |  | 185_4C_AL_XLPE |  |  |  | 90.724 m |  | 4 | 0
381865534 | TNB | DISTRIBUTION | KUALA SELANGOR | Existing | RYB | 230/400 V |  |  | LV LINE |  | 185_4C_AL_XLPE |  |  |  | 57.085 m |  | 4 | 0
381865542 | TNB | DISTRIBUTION | KUALA SELANGOR | Existing | RYB | 230/400 V |  |  | LV LINE |  | 300_4C_AL_XLPE |  |  |  | 178.225 m |  | 4 | 0
381865547 | TNB | DISTRIBUTION | KUALA SELANGOR | Existing | RYB | 230/400 V |  |  | LV LINE |  | 300_4C_AL_XLPE |  |  |  | 177.703 m |  | 4 | 0
381865557 | TNB | DISTRIBUTION | KUALA SELANGOR | Existing | RYB | 230/400 V |  |  | LV LINE |  | 185_4C_AL_XLPE |  |  |  | 355.579 m |  | 4 | 0
381865572 | TNB | DISTRIBUTION | KUALA SELANGOR | Existing | RYB | 230/400 V |  |  | LV LINE |  | 185_4C_AL_XLPE |  |  |  | 382.219 m |  | 4 | 0
381865577 | TNB | DISTRIBUTION | KUALA SELANGOR | Existing | RYB | 230/400 V |  |  | LV LINE |  | 185_4C_AL_XLPE |  |  |  | 235.034 m |  | 4 | 0
381865582 | TNB | DISTRIBUTION | KUALA SELANGOR | Existing | RYB | 230/400 V |  |  | LV LINE |  | 185_4C_AL_XLPE |  |  |  | 72.932 m |  | 4 | 0
381865587 | TNB | DISTRIBUTION | KUALA SELANGOR | Existing | RYB | 230/400 V |  |  | LV LINE |  | 185_4C_AL_XLPE |  |  |  | 218.852 m |  | 4 | 0
381865592 | TNB | DISTRIBUTION | KUALA SELANGOR | Existing | RYB | 230/400 V |  |  | LV LINE |  | 185_4C_AL_XLPE |  |  |  | 67.523 m |  | 4 | 0
381865597 | TNB | DISTRIBUTION | KUALA SELANGOR | Existing | RYB | 230/400 V |  |  | LV LINE |  | 185_4C_AL_XLPE |  |  |  | 130.322 m |  | 4 | 0
381865602 | TNB | DISTRIBUTION | KUALA SELANGOR | Existing | RYB | 230/400 V |  |  | LV LINE |  | 185_4C_AL_XLPE |  |  |  | 79.572 m |  | 4 | 0
381865615 | TNB | DISTRIBUTION | KUALA SELANGOR | Existing | RYB | 230/400 V |  |  | LV LINE |  | 185_4C_AL_XLPE |  |  |  | 50.510 m |  | 4 | 0
381865638 | TNB | DISTRIBUTION | KUALA SELANGOR | Existing | RYB | 230/400 V |  |  | LV LINE |  | 185_4C_AL_XLPE |  |  |  | 36.880 m |  | 4 | 0
381865682 | TNB | DISTRIBUTION | KUALA SELANGOR | Existing | RYB | 230/400 V |  |  | LV LINE |  | 185_4C_AL_XLPE |  |  |  | 31.908 m |  | 4 | 0
381865687 | TNB | DISTRIBUTION | KUALA SELANGOR | Existing | RYB | 230/400 V |  |  | LV LINE |  | 185_4C_AL_XLPE |  |  |  | 41.483 m |  | 4 | 0
381865692 | TNB | DISTRIBUTION | KUALA SELANGOR | Existing | RYB | 230/400 V |  |  | SERVICE LINE |  | 7X_300_1C_AL_PVC/PVC |  |  |  | 16.163 m |  | 7 | 0
381865705 | TNB | DISTRIBUTION | KUALA SELANGOR | Existing | RYB | 230/400 V |  |  | LV LINE |  | 185_4C_AL_XLPE |  |  |  | 122.163 m |  | 4 | 0
381865715 | TNB | DISTRIBUTION | KUALA SELANGOR | Existing | RYB | 230/400 V |  |  | LV LINE |  | 185_4C_AL_XLPE |  |  |  | 223.580 m |  | 4 | 0
381865720 | TNB | DISTRIBUTION | KUALA SELANGOR | Existing | RYB | 230/400 V |  |  | LV LINE |  | 185_4C_AL_XLPE |  |  |  | 225.203 m |  | 4 | 0
381865891 | TNB | DISTRIBUTION | KUALA SELANGOR | Existing | RYB | 230/400 V |  |  | LV LINE |  | 185_4C_AL_XLPE |  |  |  | 40.782 m |  | 4 | 0
381865896 | TNB | DISTRIBUTION | KUALA SELANGOR | Existing | RYB | 230/400 V |  |  | LV LINE |  | 185_4C_AL_XLPE |  |  |  | 40.792 m |  | 4 | 0
381865906 | TNB | DISTRIBUTION | KUALA SELANGOR | Existing | RYB | 230/400 V |  |  | Unknown |  | 25_4C_AL_XLPE |  |  |  | 3.190 m |  | 4 | 0
381866255 | TNB | DISTRIBUTION | KUALA SELANGOR | Existing | RYB | 230/400 V |  |  | LV LINE |  | 185_4C_AL_XLPE |  |  |  | 89.089 m |  | 4 | 0
381866853 | TNB | DISTRIBUTION | KUALA SELANGOR | Existing | RYB | 230/400 V |  |  | LV LINE |  | 25_4C_AL_XLPE |  |  |  | 41.346 m |  | 4 | 0
381866862 | TNB | DISTRIBUTION | KUALA SELANGOR | Existing | RYB | 230/400 V |  |  | LV LINE |  | 185_4C_AL_XLPE |  |  |  | 106.351 m |  | 4 | 0
381866867 | TNB | DISTRIBUTION | KUALA SELANGOR | Existing | RYB | 230/400 V |  |  | LV LINE |  | 300_4C_AL_XLPE |  |  |  | 180.623 m |  | 4 | 0
381866872 | TNB | DISTRIBUTION | KUALA SELANGOR | Existing | RYB | 230/400 V |  |  | LV LINE |  | 300_4C_AL_XLPE |  |  |  | 182.737 m |  | 4 | 0
381866885 | TNB | DISTRIBUTION | KUALA SELANGOR | Existing | RYB | 230/400 V |  |  | LV LINE |  | 185_4C_AL_XLPE |  |  |  | 9.411 m |  | 4 | 0
381866890 | TNB | DISTRIBUTION | KUALA SELANGOR | Existing | RYB | 230/400 V |  |  | LV LINE |  | 185_4C_AL_XLPE |  |  |  | 43.595 m |  | 4 | 0
381866895 | TNB | DISTRIBUTION | KUALA SELANGOR | Existing | RYB | 230/400 V |  |  | LV LINE |  | 185_4C_AL_XLPE |  |  |  | 97.291 m |  | 4 | 0
381866900 | TNB | DISTRIBUTION | KUALA SELANGOR | Existing | RYB | 230/400 V |  |  | LV LINE |  | 185_4C_AL_XLPE |  |  |  | 65.773 m |  | 4 | 0
381866905 | TNB | DISTRIBUTION | KUALA SELANGOR | Existing | RYB | 230/400 V |  |  | LV LINE |  | 185_4C_AL_XLPE |  |  |  | 100.541 m |  | 4 | 0
381866910 | TNB | DISTRIBUTION | KUALA SELANGOR | Existing | RYB | 230/400 V |  |  | LV LINE |  | 185_4C_AL_XLPE |  |  |  | 153.557 m |  | 4 | 0
381866935 | TNB | DISTRIBUTION | KUALA SELANGOR | Existing | RYB | 230/400 V |  |  | LV LINE |  | 185_4C_AL_XLPE |  |  |  | 2.813 m |  | 4 | 0
381866940 | TNB | DISTRIBUTION | KUALA SELANGOR | Existing | RYB | 230/400 V |  |  | LV LINE |  | 185_4C_AL_XLPE |  |  |  | 4.182 m |  | 4 | 0
381867023 | TNB | DISTRIBUTION | KUALA SELANGOR | Existing | RYB | 230/400 V |  |  | LV LINE |  | 185_4C_AL_XLPE |  |  |  | 254.340 m |  | 4 | 0
381867028 | TNB | DISTRIBUTION | KUALA SELANGOR | Existing | RYB | 230/400 V |  |  | LV LINE |  | 185_4C_AL_XLPE |  |  |  | 77.596 m |  | 4 | 0
381867033 | TNB | DISTRIBUTION | KUALA SELANGOR | Existing | RYB | 230/400 V |  |  | LV LINE |  | 185_4C_AL_XLPE |  |  |  | 281.498 m |  | 4 | 0
381867038 | TNB | DISTRIBUTION | KUALA SELANGOR | Existing | RYB | 230/400 V |  |  | LV LINE |  | 185_4C_AL_XLPE |  |  |  | 87.646 m |  | 4 | 0
381867043 | TNB | DISTRIBUTION | KUALA SELANGOR | Existing | RYB | 230/400 V |  |  | LV LINE |  | 185_4C_AL_XLPE |  |  |  | 86.298 m |  | 4 | 0
381867053 | TNB | DISTRIBUTION | KUALA SELANGOR | Existing | RYB | 230/400 V |  |  | LV LINE |  | 185_4C_AL_XLPE |  |  |  | 368.635 m |  | 4 | 0
381867228 | TNB | DISTRIBUTION | KUALA SELANGOR | Existing | RYB | 230/400 V |  |  | SERVICE LINE |  | 25_4C_AL_XLPE |  |  |  | 6.728 m |  | 4 | 0
381867358 | TNB | DISTRIBUTION | KUALA SELANGOR | Existing | RYB | 230/400 V |  |  | SERVICE LINE |  | 25_4C_AL_XLPE |  |  |  | 3.035 m |  | 4 | 0
381867368 | TNB | DISTRIBUTION | KUALA SELANGOR | Existing | RYB | 230/400 V |  |  | SERVICE LINE |  | 25_4C_AL_XLPE |  |  |  | 26.164 m |  | 4 | 0
381867384 | TNB | DISTRIBUTION | KUALA SELANGOR | Existing | RYB | 230/400 V |  |  | LV LINE |  | 185_4C_AL_XLPE |  |  |  | 17.374 m |  | 4 | 0
381867398 | TNB | DISTRIBUTION | KUALA SELANGOR | Existing | RYB | 230/400 V |  |  | SERVICE LINE |  | 185_4C_AL_XLPE |  |  |  | 462.621 m |  | 4 | 0
381867407 | TNB | DISTRIBUTION | KUALA SELANGOR | Existing | RYB | 230/400 V |  |  | SERVICE LINE |  | 185_4C_AL_XLPE |  |  |  | 879.770 m |  | 4 | 0
381867783 | TNB | DISTRIBUTION | KUALA SELANGOR | Existing | RYB | 230/400 V |  |  | SERVICE LINE |  | 70_4C_AL_XLPE |  |  |  | 158.381 m |  | 4 | 0
381891153 | TNB | DISTRIBUTION | KUALA SELANGOR | Existing | RYB | 230/400 V |  |  | LV LINE |  | 185_4C_AL_XLPE |  |  |  | 29.285 m |  | 4 | 0
381891158 | TNB | DISTRIBUTION | KUALA SELANGOR | Existing | RYB | 230/400 V |  |  | LV LINE |  | 185_4C_AL_XLPE |  |  |  | 51.414 m |  | 4 | 0
381891163 | TNB | DISTRIBUTION | KUALA SELANGOR | Existing | RYB | 230/400 V |  |  | LV LINE |  | 185_4C_AL_XLPE |  |  |  | 77.217 m |  | 4 | 0
381891168 | TNB | DISTRIBUTION | KUALA SELANGOR | Existing | RYB | 230/400 V |  |  | LV LINE |  | 185_4C_AL_XLPE |  |  |  | 29.348 m |  | 4 | 0
381891173 | TNB | DISTRIBUTION | KUALA SELANGOR | Existing | RYB | 230/400 V |  |  | LV LINE |  | 185_4C_AL_XLPE |  |  |  | 18.052 m |  | 4 | 0
381891178 | TNB | DISTRIBUTION | KUALA SELANGOR | Existing | RYB | 230/400 V |  |  | SERVICE LINE |  | 25_4C_AL_XLPE |  |  |  | 3.309 m |  | 4 | 0
381891183 | TNB | DISTRIBUTION | KUALA SELANGOR | Existing | RYB | 230/400 V |  |  | LV LINE |  | 185_4C_AL_XLPE |  |  |  | 83.171 m |  | 4 | 0
381891188 | TNB | DISTRIBUTION | KUALA SELANGOR | Existing | RYB | 230/400 V |  |  | LV LINE |  | 120_4C_AL_XLPE |  |  |  | 2.174 m |  | 4 | 0
381891193 | TNB | DISTRIBUTION | KUALA SELANGOR | Existing | RYB | 230/400 V |  |  | SERVICE LINE |  | 70_4C_AL_XLPE |  |  |  | 2.239 m |  | 4 | 0
381891198 | TNB | DISTRIBUTION | KUALA SELANGOR | Existing | RYB | 230/400 V |  |  | LV LINE |  | 185_4C_AL_XLPE |  |  |  | 19.909 m |  | 4 | 0
381891203 | TNB | DISTRIBUTION | KUALA SELANGOR | Existing | RYB | 230/400 V |  |  | LV LINE |  | 185_4C_AL_XLPE |  |  |  | 111.791 m |  | 4 | 0
381891208 | TNB | DISTRIBUTION | KUALA SELANGOR | Existing | RYB | 230/400 V |  |  | LV LINE |  | 185_4C_AL_XLPE |  |  |  | 18.544 m |  | 4 | 0
381891213 | TNB | DISTRIBUTION | KUALA SELANGOR | Existing | RYB | 230/400 V |  |  | SERVICE LINE |  | 25_4C_AL_XLPE |  |  |  | 15.207 m |  | 4 | 0
381891218 | TNB | DISTRIBUTION | KUALA SELANGOR | Existing | RYB | 230/400 V |  |  | SERVICE LINE |  | 25_4C_AL_XLPE |  |  |  | 1.342 m |  | 4 | 0
381891223 | TNB | DISTRIBUTION | KUALA SELANGOR | Existing | RYB | 230/400 V |  |  | SERVICE LINE |  | 25_4C_AL_XLPE |  |  |  | 4.561 m |  | 4 | 0
381891228 | TNB | DISTRIBUTION | KUALA SELANGOR | Existing | RYB | 230/400 V |  |  | LV LINE |  | 185_4C_AL_XLPE |  |  |  | 34.160 m |  | 4 | 0
381891233 | TNB | DISTRIBUTION | KUALA SELANGOR | Existing | RYB | 230/400 V |  |  | LV LINE |  | 185_4C_AL_XLPE |  |  |  | 24.078 m |  | 4 | 0
381891238 | TNB | DISTRIBUTION | KUALA SELANGOR | Existing | RYB | 230/400 V |  |  | SERVICE LINE |  | 25_4C_AL_XLPE |  |  |  | 1.321 m |  | 4 | 0
381891243 | TNB | DISTRIBUTION | KUALA SELANGOR | Existing | RYB | 230/400 V |  |  | LV LINE |  | 185_4C_AL_XLPE |  |  |  | 6.276 m |  | 4 | 0
381891248 | TNB | DISTRIBUTION | KUALA SELANGOR | Existing | RYB | 230/400 V |  |  | LV LINE |  | 185_4C_AL_XLPE |  |  |  | 79.536 m |  | 4 | 0
381891253 | TNB | DISTRIBUTION | KUALA SELANGOR | Existing | RYB | 230/400 V |  |  | SERVICE LINE |  | 25_4C_AL_XLPE |  |  |  | 5.415 m |  | 4 | 0
381891258 | TNB | DISTRIBUTION | KUALA SELANGOR | Existing | RYB | 230/400 V |  |  | LV LINE |  | 185_4C_AL_XLPE |  |  |  | 109.855 m |  | 4 | 0
381891263 | TNB | DISTRIBUTION | KUALA SELANGOR | Existing | RYB | 230/400 V |  |  | SERVICE LINE |  | 25_4C_AL_XLPE |  |  |  | 4.093 m |  | 4 | 0
381891268 | TNB | DISTRIBUTION | KUALA SELANGOR | Existing | RYB | 230/400 V |  |  | LV LINE |  | 120_4C_AL_XLPE |  |  |  | 80.999 m |  | 4 | 0
381891273 | TNB | DISTRIBUTION | KUALA SELANGOR | Existing | RYB | 230/400 V |  |  | LV LINE |  | 185_4C_AL_XLPE |  |  |  | 115.543 m |  | 4 | 0
381891278 | TNB | DISTRIBUTION | KUALA SELANGOR | Existing | RYB | 230/400 V |  |  | LV LINE |  | 185_4C_AL_XLPE |  |  |  | 19.567 m |  | 4 | 0
381891283 | TNB | DISTRIBUTION | KUALA SELANGOR | Existing | RYB | 230/400 V |  |  | SERVICE LINE |  | 25_4C_AL_XLPE |  |  |  | 17.208 m |  | 4 | 0
381891288 | TNB | DISTRIBUTION | KUALA SELANGOR | Existing | RYB | 230/400 V |  |  | SERVICE LINE |  | 70_4C_AL_PILC |  |  |  | 15.308 m |  | 4 | 0
381891293 | TNB | DISTRIBUTION | KUALA SELANGOR | Existing | RYB | 230/400 V |  |  | SERVICE LINE |  | 25_4C_AL_XLPE |  |  |  | 4.837 m |  | 4 | 0
381891298 | TNB | DISTRIBUTION | KUALA SELANGOR | Existing | RYB | 230/400 V |  |  | SERVICE LINE |  | 25_4C_AL_XLPE |  |  |  | 2.609 m |  | 4 | 0
381891303 | TNB | DISTRIBUTION | KUALA SELANGOR | Existing | RYB | 230/400 V |  |  | SERVICE LINE |  | 25_4C_AL_XLPE |  |  |  | 4.430 m |  | 4 | 0
381891308 | TNB | DISTRIBUTION | KUALA SELANGOR | Existing | RYB | 230/400 V |  |  | LV LINE |  | 185_4C_AL_XLPE |  |  |  | 21.042 m |  | 4 | 0
381891313 | TNB | DISTRIBUTION | KUALA SELANGOR | Existing | RYB | 230/400 V |  |  | SERVICE LINE |  | 25_4C_AL_XLPE |  |  |  | 0.511 m |  | 4 | 0
381891318 | TNB | DISTRIBUTION | KUALA SELANGOR | Existing | RYB | 230/400 V |  |  | SERVICE LINE |  | 25_4C_AL_XLPE |  |  |  | 0.749 m |  | 4 | 0
381891323 | TNB | DISTRIBUTION | KUALA SELANGOR | Existing | R | 230/400 V |  |  | SERVICE LINE |  | ARMOURED_16MM |  |  |  | 4.698 m |  | 2 | 0
381891326 | TNB | DISTRIBUTION | KUALA SELANGOR | Existing | RYB | 230/400 V |  |  | LV LINE |  | 120_4C_AL_XLPE |  |  |  | 46.998 m |  | 4 | 0
381891331 | TNB | DISTRIBUTION | KUALA SELANGOR | Existing | RYB | 230/400 V |  |  | LV LINE |  | 185_4C_AL_XLPE |  |  |  | 172.803 m |  | 4 | 0
381891336 | TNB | DISTRIBUTION | KUALA SELANGOR | Existing | RYB | 230/400 V |  |  | LV LINE |  | 185_4C_AL_XLPE |  |  |  | 30.587 m |  | 4 | 0
381891341 | TNB | DISTRIBUTION | KUALA SELANGOR | Existing | RYB | 230/400 V |  |  | SERVICE LINE |  | 25_4C_AL_XLPE |  |  |  | 0.926 m |  | 4 | 0
381891346 | TNB | DISTRIBUTION | KUALA SELANGOR | Existing | RYB | 230/400 V |  |  | LV LINE |  | 185_4C_AL_XLPE |  |  |  | 35.456 m |  | 4 | 0
381891351 | TNB | DISTRIBUTION | KUALA SELANGOR | Existing | RYB | 230/400 V |  |  | SERVICE LINE |  | 70_4C_AL_PILC |  |  |  | 2.400 m |  | 4 | 0
381891356 | TNB | DISTRIBUTION | KUALA SELANGOR | Existing | R | 230/400 V |  |  | SERVICE LINE |  | ARMOURED_16MM |  |  |  | 2.001 m |  | 2 | 0
381891359 | TNB | DISTRIBUTION | KUALA SELANGOR | Existing | RYB | 230/400 V |  |  | LV LINE |  | 185_4C_AL_XLPE |  |  |  | 5.428 m |  | 4 | 0
381891364 | TNB | DISTRIBUTION | KUALA SELANGOR | Existing | RYB | 230/400 V |  |  | LV LINE |  | 185_4C_AL_XLPE |  |  |  | 18.241 m |  | 4 | 0
381891369 | TNB | DISTRIBUTION | KUALA SELANGOR | Existing | RYB | 230/400 V |  |  | SERVICE LINE |  | 70_4C_AL_XLPE |  |  |  | 6.705 m |  | 4 | 0
381891374 | TNB | DISTRIBUTION | KUALA SELANGOR | Existing | RYB | 230/400 V |  |  | LV LINE |  | 185_4C_AL_XLPE |  |  |  | 11.890 m | PUNCA BEKALN TIDAK DIKETAHUI | 4 | 0
381891379 | TNB | DISTRIBUTION | KUALA SELANGOR | Existing | RYB | 230/400 V |  |  | LV LINE |  | 185_4C_AL_XLPE |  |  |  | 20.799 m |  | 4 | 0
381891384 | TNB | DISTRIBUTION | KUALA SELANGOR | Existing | RYB | 230/400 V |  |  | LV LINE |  | 185_4C_AL_XLPE |  |  |  | 33.910 m |  | 4 | 0
381891389 | TNB | DISTRIBUTION | KUALA SELANGOR | Existing | RYB | 230/400 V |  |  | LV LINE |  | 185_4C_AL_XLPE |  |  |  | 13.102 m |  | 4 | 0
381891394 | TNB | DISTRIBUTION | KUALA SELANGOR | Existing | RYB | 230/400 V |  |  | SERVICE LINE |  | 25_4C_AL_XLPE |  |  |  | 21.001 m |  | 4 | 0
381891399 | TNB | DISTRIBUTION | KUALA SELANGOR | Existing | RYB | 230/400 V |  |  | LV LINE |  | 185_4C_AL_XLPE |  |  |  | 25.935 m |  | 4 | 0
381891404 | TNB | DISTRIBUTION | KUALA SELANGOR | Existing | RYB | 230/400 V |  |  | SERVICE LINE |  | 185_4C_AL_PILC |  |  |  | 2.380 m |  | 4 | 0
381891409 | TNB | DISTRIBUTION | KUALA SELANGOR | Existing | RYB | 230/400 V |  |  | LV LINE |  | 185_4C_AL_XLPE |  |  |  | 132.637 m |  | 4 | 0
381891414 | TNB | DISTRIBUTION | KUALA SELANGOR | Existing | RYB | 230/400 V |  |  | SERVICE LINE |  | 70_4C_AL_XLPE |  |  |  | 28.602 m |  | 4 | 0
381891419 | TNB | DISTRIBUTION | KUALA SELANGOR | Existing | RYB | 230/400 V |  |  | LV LINE |  | 120_4C_AL_XLPE |  |  |  | 38.236 m |  | 4 | 0
381891424 | TNB | DISTRIBUTION | KUALA SELANGOR | Existing | RYB | 230/400 V |  |  | SERVICE LINE |  | 25_4C_AL_XLPE |  |  |  | 2.369 m |  | 4 | 0
381891429 | TNB | DISTRIBUTION | KUALA SELANGOR | Existing | RYB | 230/400 V |  |  | SERVICE LINE |  | 25_4C_AL_XLPE |  |  |  | 1.015 m |  | 4 | 0
381891434 | TNB | DISTRIBUTION | KUALA SELANGOR | Existing | RYB | 230/400 V |  |  | LV LINE |  | 120_4C_AL_XLPE |  |  |  | 9.874 m |  | 4 | 0
381891439 | TNB | DISTRIBUTION | KUALA SELANGOR | Existing | RYB | 230/400 V |  |  | LV LINE |  | 185_4C_AL_PILC |  |  |  | 33.492 m |  | 4 | 0
381891449 | TNB | DISTRIBUTION | KUALA SELANGOR | Existing | RYB | 230/400 V |  |  | LV LINE |  | 185_4C_AL_XLPE |  |  |  | 17.427 m |  | 4 | 0
381891454 | TNB | DISTRIBUTION | KUALA SELANGOR | Existing | RYB | 230/400 V |  |  | SERVICE LINE |  | 70_4C_AL_XLPE |  |  |  | 1.411 m |  | 4 | 0
381891459 | TNB | DISTRIBUTION | KUALA SELANGOR | Existing | RYB | 230/400 V |  |  | LV LINE |  | 185_4C_AL_XLPE |  |  |  | 22.298 m |  | 4 | 0
381891464 | TNB | DISTRIBUTION | KUALA SELANGOR | Existing | RYB | 230/400 V |  |  | SERVICE LINE |  | 70_4C_AL_XLPE |  |  |  | 9.563 m |  | 4 | 0
381891469 | TNB | DISTRIBUTION | KUALA SELANGOR | Existing | RYB | 230/400 V |  |  | SERVICE LINE |  | 70_4C_AL_XLPE |  |  |  | 10.468 m | BEKALAN DARI MSB MASJID | 4 | 0
381891474 | TNB | DISTRIBUTION | KUALA SELANGOR | Existing | RYB | 230/400 V |  |  | LV LINE |  | 185_4C_AL_XLPE |  |  |  | 11.996 m |  | 4 | 0
381891479 | TNB | DISTRIBUTION | KUALA SELANGOR | Existing | RYB | 230/400 V |  |  | LV LINE |  | 185_4C_AL_XLPE |  |  |  | 87.768 m |  | 4 | 0
381891484 | TNB | DISTRIBUTION | KUALA SELANGOR | Existing | RYB | 230/400 V |  |  | LV LINE |  | 185_4C_AL_XLPE |  |  |  | 20.425 m |  | 4 | 0
381891494 | TNB | DISTRIBUTION | KUALA SELANGOR | Existing | RYB | 230/400 V |  |  | LV LINE |  | 70_4C_AL_XLPE |  |  |  | 95.232 m |  | 4 | 0
381891499 | TNB | DISTRIBUTION | KUALA SELANGOR | Existing | RYB | 230/400 V |  |  | SERVICE LINE |  | 25_4C_AL_XLPE |  |  |  | 2.001 m |  | 4 | 0
381891504 | TNB | DISTRIBUTION | KUALA SELANGOR | Existing | RYB | 230/400 V |  |  | SERVICE LINE |  | 25_4C_AL_XLPE |  |  |  | 5.505 m |  | 4 | 0
381891509 | TNB | DISTRIBUTION | KUALA SELANGOR | Existing | RYB | 230/400 V |  |  | LV LINE |  | 185_4C_AL_PILC |  |  |  | 19.655 m |  | 4 | 0
381891514 | TNB | DISTRIBUTION | KUALA SELANGOR | Existing | RYB | 230/400 V |  |  | LV LINE |  | 185_4C_AL_XLPE |  |  |  | 85.508 m |  | 4 | 0
381891519 | TNB | DISTRIBUTION | KUALA SELANGOR | Existing | RYB | 230/400 V |  |  | LV LINE |  | 185_4C_AL_XLPE |  |  |  | 170.107 m |  | 4 | 0
381891524 | TNB | DISTRIBUTION | KUALA SELANGOR | Existing | RYB | 230/400 V |  |  | LV LINE |  | 120_4C_AL_XLPE |  |  |  | 21.835 m |  | 4 | 0
381891529 | TNB | DISTRIBUTION | KUALA SELANGOR | Existing | RYB | 230/400 V |  |  | SERVICE LINE |  | 185_4C_AL_PILC |  |  |  | 17.197 m |  | 4 | 0
381891534 | TNB | DISTRIBUTION | KUALA SELANGOR | Existing | RYB | 230/400 V |  |  | LV LINE |  | 185_4C_AL_XLPE |  |  |  | 17.870 m |  | 4 | 0
381891539 | TNB | DISTRIBUTION | KUALA SELANGOR | Existing | RYB | 230/400 V |  |  | LV LINE |  | 185_4C_AL_XLPE |  |  |  | 5.334 m |  | 4 | 0
381891544 | TNB | DISTRIBUTION | KUALA SELANGOR | Existing | RYB | 230/400 V |  |  | LV LINE |  | 185_4C_AL_XLPE |  |  |  | 122.274 m |  | 4 | 0
381891549 | TNB | DISTRIBUTION | KUALA SELANGOR | Existing | RYB | 230/400 V |  |  | LV LINE |  | 185_4C_AL_XLPE |  |  |  | 34.475 m |  | 4 | 0
381891554 | TNB | DISTRIBUTION | KUALA SELANGOR | Existing | RYB | 230/400 V |  |  | LV LINE |  | 185_4C_AL_XLPE |  |  |  | 19.278 m |  | 4 | 0
381891559 | TNB | DISTRIBUTION | KUALA SELANGOR | Existing | RYB | 230/400 V |  |  | LV LINE |  | 185_4C_AL_XLPE |  |  |  | 132.476 m |  | 4 | 0
381891564 | TNB | DISTRIBUTION | KUALA SELANGOR | Existing | RYB | 230/400 V |  |  | SERVICE LINE |  | 185_4C_AL_PILC |  |  |  | 56.979 m |  | 4 | 0
381891569 | TNB | DISTRIBUTION | KUALA SELANGOR | Existing | RYB | 230/400 V |  |  | SERVICE LINE |  | 70_4C_AL_XLPE |  |  |  | 11.220 m |  | 4 | 0
381891574 | TNB | DISTRIBUTION | KUALA SELANGOR | Existing | RYB | 230/400 V |  |  | LV LINE |  | 185_4C_AL_XLPE |  |  |  | 112.442 m |  | 4 | 0
381891579 | TNB | DISTRIBUTION | KUALA SELANGOR | Existing | RYB | 230/400 V |  |  | SERVICE LINE |  | 70_4C_AL_XLPE |  |  |  | 23.616 m |  | 4 | 0
381891584 | TNB | DISTRIBUTION | KUALA SELANGOR | Existing | RYB | 230/400 V |  |  | LV LINE |  | 185_4C_AL_XLPE |  |  |  | 126.571 m |  | 4 | 0
381891589 | TNB | DISTRIBUTION | KUALA SELANGOR | Existing | RYB | 230/400 V |  |  | SERVICE LINE |  | 25_4C_AL_XLPE |  |  |  | 1.986 m |  | 4 | 0
381891594 | TNB | DISTRIBUTION | KUALA SELANGOR | Existing | RYB | 230/400 V |  |  | SERVICE LINE |  | 70_4C_AL_XLPE |  |  |  | 9.080 m |  | 4 | 0
381891599 | TNB | DISTRIBUTION | KUALA SELANGOR | Existing | RYB | 230/400 V |  |  | SERVICE LINE |  | 25_4C_AL_XLPE |  |  |  | 2.251 m |  | 4 | 0
381891604 | TNB | DISTRIBUTION | KUALA SELANGOR | Existing | RYB | 230/400 V |  |  | LV LINE |  | 185_4C_AL_XLPE |  |  |  | 34.405 m |  | 4 | 0
381891609 | TNB | DISTRIBUTION | KUALA SELANGOR | Existing | RYB | 230/400 V |  |  | SERVICE LINE |  | 25_4C_AL_XLPE |  |  |  | 2.792 m |  | 4 | 0
381891614 | TNB | DISTRIBUTION | KUALA SELANGOR | Existing | RYB | 230/400 V |  |  | LV LINE |  | 185_4C_AL_XLPE |  |  |  | 74.390 m |  | 4 | 0
381891619 | TNB | DISTRIBUTION | KUALA SELANGOR | Existing | RYB | 230/400 V |  |  | LV LINE |  | 185_4C_AL_XLPE |  |  |  | 73.642 m |  | 4 | 0
381891624 | TNB | DISTRIBUTION | KUALA SELANGOR | Existing | RYB | 230/400 V |  |  | LV LINE |  | 185_4C_AL_PILC |  |  |  | 19.500 m |  | 4 | 0
381891629 | TNB | DISTRIBUTION | KUALA SELANGOR | Existing | RYB | 230/400 V |  |  | SERVICE LINE |  | 25_4C_AL_XLPE |  |  |  | 4.845 m |  | 4 | 0
381892497 | TNB | DISTRIBUTION | KUALA SELANGOR | Existing | RYB | 230/400 V |  |  | SERVICE LINE |  | 185_4C_AL_XLPE |  |  |  | 9.774 m |  | 4 | 0
381892503 | TNB | DISTRIBUTION | KUALA SELANGOR | Existing | RYB | 230/400 V |  |  | SERVICE LINE |  | 185_4C_AL_XLPE |  |  |  | 11.924 m |  | 4 | 0
381892562 | TNB | DISTRIBUTION | KUALA SELANGOR | Existing | RYB | 230/400 V |  |  | LV LINE |  | 300_4C_AL_XLPE |  |  |  | 17.041 m |  | 4 | 0
381892567 | TNB | DISTRIBUTION | KUALA SELANGOR | Existing | RYB | 230/400 V |  |  | LV LINE |  | 300_4C_AL_XLPE |  |  |  | 17.764 m |  | 4 | 0
381892967 | TNB | DISTRIBUTION | KUALA SELANGOR | Existing | RYB | 230/400 V |  |  | SERVICE LINE |  | 185_4C_AL_XLPE |  |  |  | 18.711 m |  | 4 | 0
381892972 | TNB | DISTRIBUTION | KUALA SELANGOR | Existing | RYB | 230/400 V |  |  | SERVICE LINE |  | 70_4C_AL_XLPE |  |  |  | 28.149 m |  | 4 | 0
381892980 | TNB | DISTRIBUTION | KUALA SELANGOR | Existing | RYB | 230/400 V |  |  | SERVICE LINE |  | 185_4C_AL_XLPE |  |  |  | 45.347 m |  | 4 | 0
381892985 | TNB | DISTRIBUTION | KUALA SELANGOR | Existing | RYB | 230/400 V |  |  | SERVICE LINE |  | 120_4C_AL_XLPE |  |  |  | 9.498 m |  | 4 | 0
381892997 | TNB | DISTRIBUTION | KUALA SELANGOR | Existing | RYB | 230/400 V |  |  | SERVICE LINE |  | 185_4C_AL_XLPE |  |  |  | 18.325 m |  | 4 | 0
381893088 | TNB | DISTRIBUTION | KUALA SELANGOR | Existing | RYB | 230/400 V |  |  | SERVICE LINE |  | 185_4C_AL_XLPE |  |  |  | 7.664 m |  | 4 | 0
381957728 | TNB | DISTRIBUTION | KUALA SELANGOR | Existing | RYB | 230/400 V |  |  | LV LINE |  | 185_4C_AL_XLPE |  |  |  | 11.805 m |  | 4 | 0
381957733 | TNB | DISTRIBUTION | KUALA SELANGOR | Existing | RYB | 230/400 V |  |  | LV LINE |  | 185_4C_AL_XLPE |  |  |  | 9.600 m |  | 4 | 0
381957738 | TNB | DISTRIBUTION | KUALA SELANGOR | Existing | RYB | 230/400 V |  |  | LV LINE |  | 185_4C_AL_XLPE |  |  |  | 37.550 m |  | 4 | 0
381957743 | TNB | DISTRIBUTION | KUALA SELANGOR | Existing | RYB | 230/400 V |  |  | LV LINE |  | 70_4C_AL_XLPE |  |  |  | 22.326 m |  | 4 | 0
381957748 | TNB | DISTRIBUTION | KUALA SELANGOR | Existing | RYB | 230/400 V |  |  | SERVICE LINE |  | 25_4C_AL_XLPE |  |  |  | 16.530 m |  | 4 | 0
381957749 | TNB | DISTRIBUTION | KUALA SELANGOR | Existing | RYB | 230/400 V |  |  | SERVICE LINE |  | 25_4C_AL_XLPE |  |  |  | 2.693 m |  | 4 | 0
381957754 | TNB | DISTRIBUTION | KUALA SELANGOR | Existing | RYB | 230/400 V |  |  | SERVICE LINE |  | 25_4C_AL_XLPE |  |  |  | 2.000 m | PANEL LAMPU ISYARAT | 4 | 0
381957755 | TNB | DISTRIBUTION | KUALA SELANGOR | Existing | RYB | 230/400 V |  |  | SERVICE LINE |  | 25_4C_AL_XLPE |  |  |  | 4.883 m | PANEL LAMPU ISYARAT | 4 | 0
381957756 | TNB | DISTRIBUTION | KUALA SELANGOR | Existing | RYB | 230/400 V |  |  | SERVICE LINE |  | 70_4C_AL_XLPE |  |  |  | 50.459 m |  | 4 | 0
381957761 | TNB | DISTRIBUTION | KUALA SELANGOR | Existing | RYB | 230/400 V |  |  | SERVICE LINE |  | 25_4C_AL_XLPE |  |  |  | 74.323 m |  | 4 | 0
381957766 | TNB | DISTRIBUTION | KUALA SELANGOR | Existing | RYB | 230/400 V |  |  | SERVICE LINE |  | 25_4C_AL_XLPE |  |  |  | 25.971 m |  | 4 | 0
381957771 | TNB | DISTRIBUTION | KUALA SELANGOR | Existing | RYB | 230/400 V |  |  | SERVICE LINE |  | 25_4C_AL_XLPE |  |  |  | 1.001 m |  | 4 | 0
381957776 | TNB | DISTRIBUTION | KUALA SELANGOR | Existing | RYB | 230/400 V |  |  | LV LINE |  | 25_4C_AL_XLPE |  |  |  | 40.643 m |  | 4 | 0
381957781 | TNB | DISTRIBUTION | KUALA SELANGOR | Existing | RYB | 230/400 V |  |  | LV LINE |  | 25_4C_AL_XLPE |  |  |  | 1.000 m |  | 4 | 0
381957786 | TNB | DISTRIBUTION | KUALA SELANGOR | Existing | RYB | 230/400 V |  |  | SERVICE LINE |  | 70_4C_AL_XLPE |  |  |  | 1.001 m |  | 4 | 0
381957791 | TNB | DISTRIBUTION | KUALA SELANGOR | Existing | RYB | 230/400 V |  |  | SERVICE LINE |  | 70_4C_AL_XLPE |  |  |  | 4.739 m |  | 4 | 0
381957796 | TNB | DISTRIBUTION | KUALA SELANGOR | Existing | RYB | 230/400 V |  |  | SERVICE LINE |  | 25_4C_AL_XLPE |  |  |  | 1.001 m |  | 4 | 0
381957801 | TNB | DISTRIBUTION | KUALA SELANGOR | Existing | RYB | 230/400 V |  |  | SERVICE LINE |  | 25_4C_AL_XLPE |  |  |  | 10.418 m |  | 4 | 0
381957806 | TNB | DISTRIBUTION | KUALA SELANGOR | Existing | RYB | 230/400 V |  |  | LV LINE |  | 120_4C_AL_XLPE |  |  |  | 62.347 m |  | 4 | 0
381957816 | TNB | DISTRIBUTION | KUALA SELANGOR | Existing | RYB | 230/400 V |  |  | SERVICE LINE |  | 25_4C_AL_XLPE |  |  |  | 1.000 m |  | 4 | 0
381957821 | TNB | DISTRIBUTION | KUALA SELANGOR | Existing | RYB | 230/400 V |  |  | SERVICE LINE |  | 25_4C_AL_XLPE |  |  |  | 1.986 m |  | 4 | 0
381957826 | TNB | DISTRIBUTION | KUALA SELANGOR | Existing | RYB | 230/400 V |  |  | SERVICE LINE |  | 70_4C_AL_XLPE |  |  |  | 1.001 m |  | 4 | 0
381957831 | TNB | DISTRIBUTION | KUALA SELANGOR | Existing | RYB | 230/400 V |  |  | SERVICE LINE |  | 70_4C_AL_XLPE |  |  |  | 2.164 m |  | 4 | 0
381957836 | TNB | DISTRIBUTION | KUALA SELANGOR | Existing | RYB | 230/400 V |  |  | LV LINE |  | 185_4C_AL_XLPE |  |  |  | 9.448 m |  | 4 | 0
381957841 | TNB | DISTRIBUTION | KUALA SELANGOR | Existing | RYB | 230/400 V |  |  | LV LINE |  | 185_4C_AL_XLPE |  |  |  | 10.425 m |  | 4 | 0
381957851 | TNB | DISTRIBUTION | KUALA SELANGOR | Existing | R | 230/400 V |  |  | SERVICE LINE |  | ARMOURED_16MM |  |  |  | 1.000 m |  | 2 | 0
381957854 | TNB | DISTRIBUTION | KUALA SELANGOR | Existing | R | 230/400 V |  |  | SERVICE LINE |  | ARMOURED_16MM |  |  |  | 3.591 m |  | 2 | 0
381957857 | TNB | DISTRIBUTION | KUALA SELANGOR | Existing | RYB | 230/400 V |  |  | LV LINE |  | 185_4C_AL_XLPE |  |  |  | 44.694 m |  | 4 | 0
381957862 | TNB | DISTRIBUTION | KUALA SELANGOR | Existing | RYB | 230/400 V |  |  | LV LINE |  | 185_4C_AL_XLPE |  |  |  | 44.163 m |  | 4 | 0
381957867 | TNB | DISTRIBUTION | KUALA SELANGOR | Existing | RYB | 230/400 V |  |  | SERVICE LINE |  | 185_4C_AL_XLPE |  |  |  | 13.260 m |  | 4 | 0
381957872 | TNB | DISTRIBUTION | KUALA SELANGOR | Existing | RYB | 230/400 V |  |  | SERVICE LINE |  | 185_4C_AL_XLPE |  |  |  | 1.000 m |  | 4 | 0
381957877 | TNB | DISTRIBUTION | KUALA SELANGOR | Existing | RYB | 230/400 V |  |  | SERVICE LINE |  | 25_4C_AL_XLPE |  |  |  | 3.581 m |  | 4 | 0
381957879 | TNB | DISTRIBUTION | KUALA SELANGOR | Existing | RYB | 230/400 V |  |  | SERVICE LINE |  | 25_4C_AL_XLPE |  |  |  | 5.578 m |  | 4 | 0
381957880 | TNB | DISTRIBUTION | KUALA SELANGOR | Existing | RYB | 230/400 V |  |  | SERVICE LINE |  | 25_4C_AL_XLPE |  |  |  | 1.000 m |  | 4 | 0
381957882 | TNB | DISTRIBUTION | KUALA SELANGOR | Existing | RYB | 230/400 V |  |  | SERVICE LINE |  | 25_4C_AL_XLPE |  |  |  | 1.000 m |  | 4 | 0
381957883 | TNB | DISTRIBUTION | KUALA SELANGOR | Existing | RYB | 230/400 V |  |  | LV LINE |  | 185_4C_AL_XLPE |  |  |  | 10.152 m |  | 4 | 0
381957888 | TNB | DISTRIBUTION | KUALA SELANGOR | Existing | RYB | 230/400 V |  |  | LV LINE |  | 185_4C_AL_XLPE |  |  |  | 10.308 m |  | 4 | 0
381957893 | TNB | DISTRIBUTION | KUALA SELANGOR | Existing | RYB | 230/400 V |  |  | SERVICE LINE |  | 25_4C_AL_XLPE |  |  |  | 11.643 m |  | 4 | 0
381957894 | TNB | DISTRIBUTION | KUALA SELANGOR | Existing | RYB | 230/400 V |  |  | SERVICE LINE |  | 25_4C_AL_XLPE |  |  |  | 0.797 m |  | 4 | 0
381957895 | TNB | DISTRIBUTION | KUALA SELANGOR | Existing | RYB | 230/400 V |  |  | SERVICE LINE |  | 70_4C_AL_XLPE |  |  |  | 1.001 m |  | 4 | 0
381957900 | TNB | DISTRIBUTION | KUALA SELANGOR | Existing | RYB | 230/400 V |  |  | SERVICE LINE |  | 70_4C_AL_XLPE |  |  |  | 13.021 m |  | 4 | 0
381957905 | TNB | DISTRIBUTION | KUALA SELANGOR | Existing | RYB | 230/400 V |  |  | LV LINE |  | 185_4C_AL_XLPE |  |  |  | 23.144 m |  | 4 | 0
381957910 | TNB | DISTRIBUTION | KUALA SELANGOR | Existing | RYB | 230/400 V |  |  | LV LINE |  | 185_4C_AL_XLPE |  |  |  | 22.121 m |  | 4 | 0
381957915 | TNB | DISTRIBUTION | KUALA SELANGOR | Existing | RYB | 230/400 V |  |  | SERVICE LINE |  | 25_4C_AL_XLPE |  |  |  | 1.000 m |  | 4 | 0
381957920 | TNB | DISTRIBUTION | KUALA SELANGOR | Existing | RYB | 230/400 V |  |  | SERVICE LINE |  | 25_4C_AL_XLPE |  |  |  | 1.596 m |  | 4 | 0
381957925 | TNB | DISTRIBUTION | KUALA SELANGOR | Existing | RYB | 230/400 V |  |  | SERVICE LINE |  | 25_4C_AL_XLPE |  |  |  | 22.705 m |  | 4 | 0
381957930 | TNB | DISTRIBUTION | KUALA SELANGOR | Existing | RYB | 230/400 V |  |  | SERVICE LINE |  | 25_4C_AL_XLPE |  |  |  | 17.451 m |  | 4 | 0
381957935 | TNB | DISTRIBUTION | KUALA SELANGOR | Existing | RYB | 230/400 V |  |  | SERVICE LINE |  | 25_4C_AL_XLPE |  |  |  | 13.054 m |  | 4 | 0
381957940 | TNB | DISTRIBUTION | KUALA SELANGOR | Existing | RYB | 230/400 V |  |  | SERVICE LINE |  | 25_4C_AL_XLPE |  |  |  | 1.000 m |  | 4 | 0
381957945 | TNB | DISTRIBUTION | KUALA SELANGOR | Existing | RYB | 230/400 V |  |  | SERVICE LINE |  | 25_4C_AL_XLPE |  |  |  | 1.000 m |  | 4 | 0
381957950 | TNB | DISTRIBUTION | KUALA SELANGOR | Existing | RYB | 230/400 V |  |  | SERVICE LINE |  | 25_4C_AL_XLPE |  |  |  | 1.001 m |  | 4 | 0
381957955 | TNB | DISTRIBUTION | KUALA SELANGOR | Existing | RYB | 230/400 V |  |  | SERVICE LINE |  | 7X_500_1C_CU_PVC/PVC |  |  |  | 97.456 m |  | 7 | 0
381957960 | TNB | DISTRIBUTION | KUALA SELANGOR | Existing | RYB | 230/400 V |  |  | LV LINE |  | 70_4C_AL_XLPE |  |  |  | 8.510 m |  | 4 | 0
381957965 | TNB | DISTRIBUTION | KUALA SELANGOR | Existing | RYB | 230/400 V |  |  | SERVICE LINE |  | 25_4C_AL_XLPE |  |  |  | 1.924 m |  | 4 | 0
381957970 | TNB | DISTRIBUTION | KUALA SELANGOR | Existing | RYB | 230/400 V |  |  | SERVICE LINE |  | 25_4C_AL_XLPE |  |  |  | 1.367 m |  | 4 | 0
381957975 | TNB | DISTRIBUTION | KUALA SELANGOR | Existing | RYB | 230/400 V |  |  | SERVICE LINE |  | 25_4C_AL_XLPE |  |  |  | 18.219 m |  | 4 | 0
381957980 | TNB | DISTRIBUTION | KUALA SELANGOR | Existing | RYB | 230/400 V |  |  | SERVICE LINE |  | 25_4C_AL_XLPE |  |  |  | 3.188 m |  | 4 | 0
381957985 | TNB | DISTRIBUTION | KUALA SELANGOR | Existing | RYB | 230/400 V |  |  | SERVICE LINE |  | 25_4C_AL_XLPE |  |  |  | 6.606 m |  | 4 | 0
381957990 | TNB | DISTRIBUTION | KUALA SELANGOR | Existing | RYB | 230/400 V |  |  | SERVICE LINE |  | 25_4C_AL_XLPE |  |  |  | 1.431 m |  | 4 | 0
381957995 | TNB | DISTRIBUTION | KUALA SELANGOR | Existing | RYB | 230/400 V |  |  | SERVICE LINE |  | 70_4C_AL_XLPE |  |  |  | 10.664 m |  | 4 | 0
381958000 | TNB | DISTRIBUTION | KUALA SELANGOR | Existing | RYB | 230/400 V |  |  | SERVICE LINE |  | 70_4C_AL_XLPE |  |  |  | 3.910 m |  | 4 | 0
381958005 | TNB | DISTRIBUTION | KUALA SELANGOR | Existing | RYB | 230/400 V |  |  | LV LINE |  | 185_4C_AL_PILC |  |  |  | 8.252 m |  | 4 | 0
381958010 | TNB | DISTRIBUTION | KUALA SELANGOR | Existing | RYB | 230/400 V |  |  | LV LINE |  | 185_4C_AL_PILC |  |  |  | 25.056 m | INCOMING MAYBE FROM P/E | 4 | 0
381958015 | TNB | DISTRIBUTION | KUALA SELANGOR | Existing | RYB | 230/400 V |  |  | LV LINE |  | 185_4C_AL_XLPE |  |  |  | 30.744 m | METER MUNGKIN DALAM P/E | 4 | 0
381958020 | TNB | DISTRIBUTION | KUALA SELANGOR | Existing | RYB | 230/400 V |  |  | SERVICE LINE |  | 185_4C_AL_XLPE |  |  |  | 272.117 m |  | 4 | 0
381958025 | TNB | DISTRIBUTION | KUALA SELANGOR | Existing | RYB | 230/400 V |  |  | SERVICE LINE |  | 70_4C_AL_XLPE |  |  |  | 34.567 m |  | 4 | 0
381958030 | TNB | DISTRIBUTION | KUALA SELANGOR | Existing | RYB | 230/400 V |  |  | SERVICE LINE |  | 70_4C_AL_XLPE |  |  |  | 7.393 m |  | 4 | 0
381958036 | TNB | DISTRIBUTION | KUALA SELANGOR | Existing | RYB | 230/400 V |  |  | SERVICE LINE |  | 70_4C_AL_XLPE |  |  |  | 113.800 m |  | 4 | 0
381958037 | TNB | DISTRIBUTION | KUALA SELANGOR | Existing | RYB | 230/400 V |  |  | SERVICE LINE |  | 70_4C_AL_XLPE |  |  |  | 3.172 m |  | 4 | 0
381958042 | TNB | DISTRIBUTION | KUALA SELANGOR | Existing | RYB | 230/400 V |  |  | LV LINE |  | 185_4C_AL_XLPE |  |  |  | 45.584 m |  | 4 | 0
381958047 | TNB | DISTRIBUTION | KUALA SELANGOR | Existing | RYB | 230/400 V |  |  | LV LINE |  | 120_4C_AL_XLPE |  |  |  | 35.891 m |  | 4 | 0
381958052 | TNB | DISTRIBUTION | KUALA SELANGOR | Existing | RYB | 230/400 V |  |  | LV LINE |  | 185_4C_AL_XLPE |  |  |  | 28.117 m |  | 4 | 0
381958057 | TNB | DISTRIBUTION | KUALA SELANGOR | Existing | RYB | 230/400 V |  |  | LV LINE |  | 185_4C_AL_XLPE |  |  |  | 27.734 m |  | 4 | 0
381958062 | TNB | DISTRIBUTION | KUALA SELANGOR | Existing | RYB | 230/400 V |  |  | LV LINE |  | 185_4C_AL_XLPE |  |  |  | 27.517 m |  | 4 | 0
381958067 | TNB | DISTRIBUTION | KUALA SELANGOR | Existing | RYB | 230/400 V |  |  | LV LINE |  | 185_4C_AL_XLPE |  |  |  | 13.010 m |  | 4 | 0
381958072 | TNB | DISTRIBUTION | KUALA SELANGOR | Existing | RYB | 230/400 V |  |  | LV LINE |  | 120_4C_AL_XLPE |  |  |  | 51.862 m |  | 4 | 0
381958077 | TNB | DISTRIBUTION | KUALA SELANGOR | Existing | RYB | 230/400 V |  |  | LV LINE |  | 185_4C_AL_XLPE |  |  |  | 38.400 m |  | 4 | 0
381958082 | TNB | DISTRIBUTION | KUALA SELANGOR | Existing | RYB | 230/400 V |  |  | LV LINE |  | 120_4C_AL_XLPE |  |  |  | 41.959 m |  | 4 | 0
381958087 | TNB | DISTRIBUTION | KUALA SELANGOR | Existing | RYB | 230/400 V |  |  | LV LINE |  | 70_4C_AL_XLPE |  |  |  | 51.057 m |  | 4 | 0
381958092 | TNB | DISTRIBUTION | KUALA SELANGOR | Existing | RYB | 230/400 V |  |  | LV LINE |  | 185_4C_AL_XLPE |  |  |  | 45.337 m |  | 4 | 0
381958097 | TNB | DISTRIBUTION | KUALA SELANGOR | Existing | RYB | 230/400 V |  |  | LV LINE |  | 300_4C_AL_XLPE |  |  |  | 8.311 m |  | 4 | 0
381958102 | TNB | DISTRIBUTION | KUALA SELANGOR | Existing | RYB | 230/400 V |  |  | LV LINE |  | 300_4C_AL_XLPE |  |  |  | 7.326 m |  | 4 | 0
381958107 | TNB | DISTRIBUTION | KUALA SELANGOR | Existing | RYB | 230/400 V |  |  | LV LINE |  | 185_4C_AL_XLPE |  |  |  | 37.280 m |  | 4 | 0
381958112 | TNB | DISTRIBUTION | KUALA SELANGOR | Existing | RYB | 230/400 V |  |  | LV LINE |  | 120_4C_AL_PILC |  |  |  | 6.960 m |  | 4 | 0
381958117 | TNB | DISTRIBUTION | KUALA SELANGOR | Existing | RYB | 230/400 V |  |  | SERVICE LINE |  | 70_4C_AL_XLPE |  |  |  | 24.968 m |  | 4 | 0
381958122 | TNB | DISTRIBUTION | KUALA SELANGOR | Existing | RYB | 230/400 V |  |  | SERVICE LINE |  | 70_4C_AL_XLPE |  |  |  | 2.059 m |  | 4 | 0
381958127 | TNB | DISTRIBUTION | KUALA SELANGOR | Existing | RYB | 230/400 V |  |  | SERVICE LINE |  | 70_4C_AL_XLPE |  |  |  | 21.166 m |  | 4 | 0
381958132 | TNB | DISTRIBUTION | KUALA SELANGOR | Existing | RYB | 230/400 V |  |  | SERVICE LINE |  | 70_4C_AL_XLPE |  |  |  | 2.137 m |  | 4 | 0
381958137 | TNB | DISTRIBUTION | KUALA SELANGOR | Existing | RYB | 230/400 V |  |  | LV LINE |  | 25_4C_AL_XLPE |  |  |  | 26.034 m |  | 4 | 0
381958142 | TNB | DISTRIBUTION | KUALA SELANGOR | Existing | RYB | 230/400 V |  |  | LV LINE |  | 120_4C_AL_XLPE |  |  |  | 46.487 m |  | 4 | 0
381958147 | TNB | DISTRIBUTION | KUALA SELANGOR | Existing | RYB | 230/400 V |  |  | LV LINE |  | 70_4C_AL_XLPE |  |  |  | 38.917 m |  | 4 | 0
381958152 | TNB | DISTRIBUTION | KUALA SELANGOR | Existing | RYB | 230/400 V |  |  | LV LINE |  | 25_4C_AL_XLPE |  |  |  | 40.134 m |  | 4 | 0
381958157 | TNB | DISTRIBUTION | KUALA SELANGOR | Existing | RYB | 230/400 V |  |  | LV LINE |  | 185_4C_AL_XLPE |  |  |  | 48.174 m |  | 4 | 0
381958162 | TNB | DISTRIBUTION | KUALA SELANGOR | Existing | RYB | 230/400 V |  |  | LV LINE |  | 185_4C_AL_XLPE |  |  |  | 44.434 m |  | 4 | 0
381958167 | TNB | DISTRIBUTION | KUALA SELANGOR | Existing | RYB | 230/400 V |  |  | LV LINE |  | 120_4C_AL_XLPE |  |  |  | 42.133 m |  | 4 | 0
381959556 | TNB | DISTRIBUTION | KUALA SELANGOR | Existing | RYB | 230/400 V |  |  | LV LINE |  | 120_4C_AL_XLPE |  |  |  | 58.570 m |  | 4 | 0
381959604 | TNB | DISTRIBUTION | KUALA SELANGOR | Existing | RYB | 230/400 V |  |  | SERVICE LINE |  | 7X_300_1C_AL_PVC/PVC |  |  |  | 0.995 m |  | 7 | 0
381959686 | TNB | DISTRIBUTION | KUALA SELANGOR | Existing | RYB | 230/400 V |  |  | SERVICE LINE |  | 185_4C_AL_XLPE |  |  |  | 5.207 m |  | 4 | 0
381959691 | TNB | DISTRIBUTION | KUALA SELANGOR | Existing | RYB | 230/400 V |  |  | SERVICE LINE |  | 185_4C_AL_XLPE |  |  |  | 5.288 m |  | 4 | 0
381959698 | TNB | DISTRIBUTION | KUALA SELANGOR | Existing | RYB | 230/400 V |  |  | SERVICE LINE |  | 185_4C_AL_XLPE |  |  |  | 22.217 m |  | 4 | 0
381968526 | TNB | DISTRIBUTION | KUALA SELANGOR | Existing | RYB | 230/400 V |  |  | LV LINE |  | 185_4C_AL_XLPE |  |  |  | 73.459 m |  | 4 | 0
381968531 | TNB | DISTRIBUTION | KUALA SELANGOR | Existing | RYB | 230/400 V |  |  | LV LINE |  | 185_4C_AL_XLPE |  |  |  | 74.064 m |  | 4 | 0
381968566 | TNB | DISTRIBUTION | KUALA SELANGOR | Existing | RYB | 230/400 V |  |  | LV LINE |  | 185_4C_AL_XLPE |  |  |  | 30.785 m |  | 4 | 0
381968576 | TNB | DISTRIBUTION | KUALA SELANGOR | Existing | RYB | 230/400 V |  |  | LV LINE |  | 185_4C_AL_XLPE |  |  |  | 26.311 m |  | 4 | 0
381968581 | TNB | DISTRIBUTION | KUALA SELANGOR | Existing | RYB | 230/400 V |  |  | LV LINE |  | 185_4C_AL_XLPE |  |  |  | 46.304 m |  | 4 | 0
381968591 | TNB | DISTRIBUTION | KUALA SELANGOR | Existing | RYB | 230/400 V |  |  | LV LINE |  | 185_4C_AL_XLPE |  |  |  | 16.512 m |  | 4 | 0
381968596 | TNB | DISTRIBUTION | KUALA SELANGOR | Existing | RYB | 230/400 V |  |  | LV LINE |  | 185_4C_AL_XLPE |  |  |  | 15.543 m |  | 4 | 0
381968601 | TNB | DISTRIBUTION | KUALA SELANGOR | Existing | RYB | 230/400 V |  |  | LV LINE |  | 185_4C_AL_XLPE |  |  |  | 47.964 m |  | 4 | 0
381968606 | TNB | DISTRIBUTION | KUALA SELANGOR | Existing | RYB | 230/400 V |  |  | LV LINE |  | 185_4C_AL_XLPE |  |  |  | 43.107 m |  | 4 | 0
381968611 | TNB | DISTRIBUTION | KUALA SELANGOR | Existing | RYB | 230/400 V |  |  | LV LINE |  | 185_4C_AL_XLPE |  |  |  | 12.115 m |  | 4 | 0
381968616 | TNB | DISTRIBUTION | KUALA SELANGOR | Existing | RYB | 230/400 V |  |  | LV LINE |  | 185_4C_AL_XLPE |  |  |  | 100.592 m |  | 4 | 0
381968621 | TNB | DISTRIBUTION | KUALA SELANGOR | Existing | RYB | 230/400 V |  |  | LV LINE |  | 185_4C_AL_XLPE |  |  |  | 41.008 m |  | 4 | 0
381968626 | TNB | DISTRIBUTION | KUALA SELANGOR | Existing | RYB | 230/400 V |  |  | LV LINE |  | 185_4C_AL_XLPE |  |  |  | 26.847 m |  | 4 | 0
381968631 | TNB | DISTRIBUTION | KUALA SELANGOR | Existing | RYB | 230/400 V |  |  | LV LINE |  | 185_4C_AL_XLPE |  |  |  | 25.471 m |  | 4 | 0
381968636 | TNB | DISTRIBUTION | KUALA SELANGOR | Existing | RYB | 230/400 V |  |  | LV LINE |  | 185_4C_AL_XLPE |  |  |  | 29.937 m |  | 4 | 0
381968641 | TNB | DISTRIBUTION | KUALA SELANGOR | Existing | RYB | 230/400 V |  |  | LV LINE |  | 185_4C_AL_XLPE |  |  |  | 29.866 m |  | 4 | 0
381968646 | TNB | DISTRIBUTION | KUALA SELANGOR | Existing | RYB | 230/400 V |  |  | SERVICE LINE |  | 25_4C_AL_XLPE |  |  |  | 23.873 m |  | 4 | 0
381968651 | TNB | DISTRIBUTION | KUALA SELANGOR | Existing | RYB | 230/400 V |  |  | SERVICE LINE |  | 25_4C_AL_XLPE |  |  |  | 1.799 m |  | 4 | 0
381968656 | TNB | DISTRIBUTION | KUALA SELANGOR | Existing | RYB | 230/400 V |  |  | LV LINE |  | 185_4C_AL_PILC |  |  |  | 42.100 m |  | 4 | 0
381968661 | TNB | DISTRIBUTION | KUALA SELANGOR | Existing | RYB | 230/400 V |  |  | LV LINE |  | 185_4C_AL_PILC |  |  |  | 40.009 m |  | 4 | 0
381968666 | TNB | DISTRIBUTION | KUALA SELANGOR | Existing | RYB | 230/400 V |  |  | SERVICE LINE |  | 25_4C_AL_XLPE |  |  |  | 6.756 m |  | 4 | 0
381968671 | TNB | DISTRIBUTION | KUALA SELANGOR | Existing | RYB | 230/400 V |  |  | SERVICE LINE |  | 25_4C_AL_XLPE |  |  |  | 1.130 m |  | 4 | 0
381968676 | TNB | DISTRIBUTION | KUALA SELANGOR | Existing | RYB | 230/400 V |  |  | SERVICE LINE |  | 25_4C_AL_XLPE |  |  |  | 31.484 m |  | 4 | 0
381968681 | TNB | DISTRIBUTION | KUALA SELANGOR | Existing | RYB | 230/400 V |  |  | SERVICE LINE |  | 25_4C_AL_XLPE |  |  |  | 2.429 m |  | 4 | 0
381968686 | TNB | DISTRIBUTION | KUALA SELANGOR | Existing | RYB | 230/400 V |  |  | SERVICE LINE |  | 25_4C_AL_XLPE |  |  |  | 3.123 m |  | 4 | 0
381968691 | TNB | DISTRIBUTION | KUALA SELANGOR | Existing | RYB | 230/400 V |  |  | SERVICE LINE |  | 25_4C_AL_XLPE |  |  |  | 11.274 m |  | 4 | 0
381968696 | TNB | DISTRIBUTION | KUALA SELANGOR | Existing | RYB | 230/400 V |  |  | SERVICE LINE |  | 25_4C_AL_XLPE |  |  |  | 53.715 m |  | 4 | 0
381968701 | TNB | DISTRIBUTION | KUALA SELANGOR | Existing | RYB | 230/400 V |  |  | SERVICE LINE |  | 25_4C_AL_XLPE |  |  |  | 4.049 m |  | 4 | 0
381968706 | TNB | DISTRIBUTION | KUALA SELANGOR | Existing | RYB | 230/400 V |  |  | LV LINE |  | 185_4C_AL_XLPE |  |  |  | 46.935 m |  | 4 | 0
381968711 | TNB | DISTRIBUTION | KUALA SELANGOR | Existing | RYB | 230/400 V |  |  | LV LINE |  | 185_4C_AL_XLPE |  |  |  | 111.845 m |  | 4 | 0
381968716 | TNB | DISTRIBUTION | KUALA SELANGOR | Existing | RYB | 230/400 V |  |  | SERVICE LINE |  | 70_4C_AL_XLPE |  |  |  | 21.035 m |  | 4 | 0
381968721 | TNB | DISTRIBUTION | KUALA SELANGOR | Existing | RYB | 230/400 V |  |  | LV LINE |  | 185_4C_AL_XLPE |  |  |  | 21.192 m |  | 4 | 0
381968726 | TNB | DISTRIBUTION | KUALA SELANGOR | Existing | RYB | 230/400 V |  |  | LV LINE |  | 185_4C_AL_PILC |  |  |  | 23.485 m |  | 4 | 0
381968731 | TNB | DISTRIBUTION | KUALA SELANGOR | Existing | RYB | 230/400 V |  |  | SERVICE LINE |  | 70_4C_AL_XLPE |  |  |  | 3.683 m |  | 4 | 0
381968736 | TNB | DISTRIBUTION | KUALA SELANGOR | Existing | RYB | 230/400 V |  |  | SERVICE LINE |  | 70_4C_AL_XLPE |  |  |  | 1.892 m |  | 4 | 0
381968741 | TNB | DISTRIBUTION | KUALA SELANGOR | Existing | RYB | 230/400 V |  |  | LV LINE |  | 185_4C_AL_XLPE |  |  |  | 44.406 m |  | 4 | 0
381968746 | TNB | DISTRIBUTION | KUALA SELANGOR | Existing | RYB | 230/400 V |  |  | LV LINE |  | 185_4C_AL_XLPE |  |  |  | 7.043 m |  | 4 | 0
381968751 | TNB | DISTRIBUTION | KUALA SELANGOR | Existing | RYB | 230/400 V |  |  | LV LINE |  | 185_4C_AL_XLPE |  |  |  | 7.434 m |  | 4 | 0
381968756 | TNB | DISTRIBUTION | KUALA SELANGOR | Existing | RYB | 230/400 V |  |  | SERVICE LINE |  | 70_4C_AL_XLPE |  |  |  | 10.005 m |  | 4 | 0
381968761 | TNB | DISTRIBUTION | KUALA SELANGOR | Existing | RYB | 230/400 V |  |  | LV LINE |  | 185_4C_AL_XLPE |  |  |  | 39.885 m |  | 4 | 0
381968766 | TNB | DISTRIBUTION | KUALA SELANGOR | Existing | RYB | 230/400 V |  |  | LV LINE |  | 185_4C_AL_XLPE |  |  |  | 39.395 m |  | 4 | 0
381968771 | TNB | DISTRIBUTION | KUALA SELANGOR | Existing | RYB | 230/400 V |  |  | LV LINE |  | 185_4C_AL_XLPE |  |  |  | 20.240 m |  | 4 | 0
381968781 | TNB | DISTRIBUTION | KUALA SELANGOR | Existing | RYB | 230/400 V |  |  | SERVICE LINE |  | 185_4C_AL_XLPE |  |  |  | 35.555 m |  | 4 | 0
381968786 | TNB | DISTRIBUTION | KUALA SELANGOR | Existing | RYB | 230/400 V |  |  | LV LINE |  | 185_4C_AL_XLPE |  |  |  | 37.824 m |  | 4 | 0
381968791 | TNB | DISTRIBUTION | KUALA SELANGOR | Existing | RYB | 230/400 V |  |  | LV LINE |  | 185_4C_AL_XLPE |  |  |  | 37.898 m |  | 4 | 0
381968811 | TNB | DISTRIBUTION | KUALA SELANGOR | Existing | RYB | 230/400 V |  |  | LV LINE |  | 185_4C_AL_XLPE |  |  |  | 65.639 m |  | 4 | 0
381968821 | TNB | DISTRIBUTION | KUALA SELANGOR | Existing | RYB | 230/400 V |  |  | LV LINE |  | 185_4C_AL_XLPE |  |  |  | 69.092 m |  | 4 | 0
381968826 | TNB | DISTRIBUTION | KUALA SELANGOR | Existing | RYB | 230/400 V |  |  | LV LINE |  | 185_4C_AL_XLPE |  |  |  | 21.946 m |  | 4 | 0
381968831 | TNB | DISTRIBUTION | KUALA SELANGOR | Existing | RYB | 230/400 V |  |  | LV LINE |  | 185_4C_AL_XLPE |  |  |  | 23.578 m |  | 4 | 0
381968836 | TNB | DISTRIBUTION | KUALA SELANGOR | Existing | RYB | 230/400 V |  |  | LV LINE |  | 185_4C_AL_XLPE |  |  |  | 402.396 m |  | 4 | 0
381968841 | TNB | DISTRIBUTION | KUALA SELANGOR | Existing | RYB | 230/400 V |  |  | LV LINE |  | 185_4C_AL_XLPE |  |  |  | 336.212 m |  | 4 | 0
381968846 | TNB | DISTRIBUTION | KUALA SELANGOR | Existing | RYB | 230/400 V |  |  | LV LINE |  | 185_4C_AL_XLPE |  |  |  | 273.997 m |  | 4 | 0
381968851 | TNB | DISTRIBUTION | KUALA SELANGOR | Existing | RYB | 230/400 V |  |  | LV LINE |  | 185_4C_AL_XLPE |  |  |  | 207.405 m |  | 4 | 0
381968856 | TNB | DISTRIBUTION | KUALA SELANGOR | Existing | RYB | 230/400 V |  |  | SERVICE LINE |  | 25_4C_AL_XLPE |  |  |  | 3.001 m |  | 4 | 0
381968861 | TNB | DISTRIBUTION | KUALA SELANGOR | Existing | RYB | 230/400 V |  |  | SERVICE LINE |  | 25_4C_AL_XLPE |  |  |  | 3.001 m |  | 4 | 0
381968866 | TNB | DISTRIBUTION | KUALA SELANGOR | Existing | RYB | 230/400 V |  |  | SERVICE LINE |  | 25_4C_AL_XLPE |  |  |  | 3.002 m |  | 4 | 0
381968871 | TNB | DISTRIBUTION | KUALA SELANGOR | Existing | RYB | 230/400 V |  |  | SERVICE LINE |  | 25_4C_AL_XLPE |  |  |  | 3.002 m |  | 4 | 0
381968876 | TNB | DISTRIBUTION | KUALA SELANGOR | Existing | RYB | 230/400 V |  |  | SERVICE LINE |  | 25_4C_AL_XLPE |  |  |  | 3.001 m |  | 4 | 0
381968881 | TNB | DISTRIBUTION | KUALA SELANGOR | Existing | RYB | 230/400 V |  |  | SERVICE LINE |  | 25_4C_AL_XLPE |  |  |  | 3.001 m |  | 4 | 0
381968886 | TNB | DISTRIBUTION | KUALA SELANGOR | Existing | RYB | 230/400 V |  |  | SERVICE LINE |  | 25_4C_AL_XLPE |  |  |  | 3.001 m |  | 4 | 0
381968891 | TNB | DISTRIBUTION | KUALA SELANGOR | Existing | RYB | 230/400 V |  |  | SERVICE LINE |  | 25_4C_AL_XLPE |  |  |  | 3.001 m |  | 4 | 0
381968896 | TNB | DISTRIBUTION | KUALA SELANGOR | Existing | RYB | 230/400 V |  |  | SERVICE LINE |  | 25_4C_AL_XLPE |  |  |  | 6.002 m |  | 4 | 0
381968901 | TNB | DISTRIBUTION | KUALA SELANGOR | Existing | RYB | 230/400 V |  |  | SERVICE LINE |  | 25_4C_AL_XLPE |  |  |  | 3.001 m |  | 4 | 0
381968906 | TNB | DISTRIBUTION | KUALA SELANGOR | Existing | RYB | 230/400 V |  |  | SERVICE LINE |  | 25_4C_AL_XLPE |  |  |  | 3.001 m |  | 4 | 0
381968911 | TNB | DISTRIBUTION | KUALA SELANGOR | Existing | RYB | 230/400 V |  |  | SERVICE LINE |  | 25_4C_AL_XLPE |  |  |  | 3.002 m |  | 4 | 0
381968916 | TNB | DISTRIBUTION | KUALA SELANGOR | Existing | RYB | 230/400 V |  |  | SERVICE LINE |  | 25_4C_AL_XLPE |  |  |  | 3.000 m |  | 4 | 0
381968921 | TNB | DISTRIBUTION | KUALA SELANGOR | Existing | RYB | 230/400 V |  |  | SERVICE LINE |  | 25_4C_AL_XLPE |  |  |  | 3.001 m |  | 4 | 0
381968926 | TNB | DISTRIBUTION | KUALA SELANGOR | Existing | RYB | 230/400 V |  |  | SERVICE LINE |  | 25_4C_AL_XLPE |  |  |  | 3.000 m |  | 4 | 0
381968931 | TNB | DISTRIBUTION | KUALA SELANGOR | Existing | RYB | 230/400 V |  |  | SERVICE LINE |  | 25_4C_AL_XLPE |  |  |  | 3.001 m |  | 4 | 0
381968936 | TNB | DISTRIBUTION | KUALA SELANGOR | Existing | RYB | 230/400 V |  |  | SERVICE LINE |  | 25_4C_AL_XLPE |  |  |  | 3.001 m |  | 4 | 0
381968941 | TNB | DISTRIBUTION | KUALA SELANGOR | Existing | RYB | 230/400 V |  |  | SERVICE LINE |  | 25_4C_AL_XLPE |  |  |  | 3.001 m |  | 4 | 0
381968946 | TNB | DISTRIBUTION | KUALA SELANGOR | Existing | RYB | 230/400 V |  |  | SERVICE LINE |  | 25_4C_AL_XLPE |  |  |  | 3.000 m |  | 4 | 0
381968951 | TNB | DISTRIBUTION | KUALA SELANGOR | Existing | RYB | 230/400 V |  |  | SERVICE LINE |  | 25_4C_AL_XLPE |  |  |  | 3.001 m |  | 4 | 0
381968956 | TNB | DISTRIBUTION | KUALA SELANGOR | Existing | RYB | 230/400 V |  |  | SERVICE LINE |  | 25_4C_AL_XLPE |  |  |  | 3.002 m |  | 4 | 0
381968961 | TNB | DISTRIBUTION | KUALA SELANGOR | Existing | RYB | 230/400 V |  |  | SERVICE LINE |  | 25_4C_AL_XLPE |  |  |  | 3.001 m |  | 4 | 0
381968966 | TNB | DISTRIBUTION | KUALA SELANGOR | Existing | RYB | 230/400 V |  |  | SERVICE LINE |  | 25_4C_AL_XLPE |  |  |  | 3.002 m |  | 4 | 0
381968971 | TNB | DISTRIBUTION | KUALA SELANGOR | Existing | RYB | 230/400 V |  |  | SERVICE LINE |  | 25_4C_AL_XLPE |  |  |  | 3.001 m |  | 4 | 0
381968976 | TNB | DISTRIBUTION | KUALA SELANGOR | Existing | RYB | 230/400 V |  |  | SERVICE LINE |  | 25_4C_AL_XLPE |  |  |  | 3.001 m |  | 4 | 0
381968981 | TNB | DISTRIBUTION | KUALA SELANGOR | Existing | RYB | 230/400 V |  |  | SERVICE LINE |  | 25_4C_AL_XLPE |  |  |  | 3.002 m |  | 4 | 0
381968986 | TNB | DISTRIBUTION | KUALA SELANGOR | Existing | RYB | 230/400 V |  |  | SERVICE LINE |  | 25_4C_AL_XLPE |  |  |  | 3.000 m |  | 4 | 0
381968991 | TNB | DISTRIBUTION | KUALA SELANGOR | Existing | RYB | 230/400 V |  |  | SERVICE LINE |  | 25_4C_AL_XLPE |  |  |  | 3.001 m |  | 4 | 0
381968996 | TNB | DISTRIBUTION | KUALA SELANGOR | Existing | RYB | 230/400 V |  |  | SERVICE LINE |  | 25_4C_AL_XLPE |  |  |  | 3.001 m |  | 4 | 0
381969001 | TNB | DISTRIBUTION | KUALA SELANGOR | Existing | RYB | 230/400 V |  |  | SERVICE LINE |  | 25_4C_AL_XLPE |  |  |  | 3.001 m |  | 4 | 0
381969006 | TNB | DISTRIBUTION | KUALA SELANGOR | Existing | RYB | 230/400 V |  |  | SERVICE LINE |  | 25_4C_AL_XLPE |  |  |  | 3.002 m |  | 4 | 0
381969011 | TNB | DISTRIBUTION | KUALA SELANGOR | Existing | RYB | 230/400 V |  |  | SERVICE LINE |  | 25_4C_AL_XLPE |  |  |  | 3.002 m |  | 4 | 0
381969016 | TNB | DISTRIBUTION | KUALA SELANGOR | Existing | RYB | 230/400 V |  |  | SERVICE LINE |  | 25_4C_AL_XLPE |  |  |  | 3.001 m |  | 4 | 0
381969021 | TNB | DISTRIBUTION | KUALA SELANGOR | Existing | RYB | 230/400 V |  |  | SERVICE LINE |  | 25_4C_AL_XLPE |  |  |  | 3.001 m |  | 4 | 0
381969026 | TNB | DISTRIBUTION | KUALA SELANGOR | Existing | RYB | 230/400 V |  |  | SERVICE LINE |  | 25_4C_AL_XLPE |  |  |  | 3.002 m |  | 4 | 0
381969031 | TNB | DISTRIBUTION | KUALA SELANGOR | Existing | RYB | 230/400 V |  |  | SERVICE LINE |  | 25_4C_AL_XLPE |  |  |  | 3.001 m |  | 4 | 0
381969036 | TNB | DISTRIBUTION | KUALA SELANGOR | Existing | RYB | 230/400 V |  |  | SERVICE LINE |  | 25_4C_AL_XLPE |  |  |  | 3.001 m |  | 4 | 0
381969041 | TNB | DISTRIBUTION | KUALA SELANGOR | Existing | RYB | 230/400 V |  |  | SERVICE LINE |  | 25_4C_AL_XLPE |  |  |  | 3.001 m |  | 4 | 0
381969046 | TNB | DISTRIBUTION | KUALA SELANGOR | Existing | RYB | 230/400 V |  |  | SERVICE LINE |  | 25_4C_AL_XLPE |  |  |  | 3.001 m |  | 4 | 0
381969051 | TNB | DISTRIBUTION | KUALA SELANGOR | Existing | RYB | 230/400 V |  |  | SERVICE LINE |  | 25_4C_AL_XLPE |  |  |  | 3.001 m |  | 4 | 0
381969056 | TNB | DISTRIBUTION | KUALA SELANGOR | Existing | RYB | 230/400 V |  |  | SERVICE LINE |  | 25_4C_AL_XLPE |  |  |  | 3.001 m |  | 4 | 0
381969061 | TNB | DISTRIBUTION | KUALA SELANGOR | Existing | RYB | 230/400 V |  |  | SERVICE LINE |  | 25_4C_AL_XLPE |  |  |  | 3.001 m |  | 4 | 0
381969066 | TNB | DISTRIBUTION | KUALA SELANGOR | Existing | RYB | 230/400 V |  |  | SERVICE LINE |  | 25_4C_AL_XLPE |  |  |  | 3.001 m |  | 4 | 0
381969071 | TNB | DISTRIBUTION | KUALA SELANGOR | Existing | RYB | 230/400 V |  |  | SERVICE LINE |  | 25_4C_AL_XLPE |  |  |  | 3.002 m |  | 4 | 0
381969076 | TNB | DISTRIBUTION | KUALA SELANGOR | Existing | RYB | 230/400 V |  |  | SERVICE LINE |  | 25_4C_AL_XLPE |  |  |  | 3.000 m |  | 4 | 0
381969081 | TNB | DISTRIBUTION | KUALA SELANGOR | Existing | RYB | 230/400 V |  |  | SERVICE LINE |  | 25_4C_AL_XLPE |  |  |  | 3.000 m |  | 4 | 0
381969086 | TNB | DISTRIBUTION | KUALA SELANGOR | Existing | RYB | 230/400 V |  |  | SERVICE LINE |  | 25_4C_AL_XLPE |  |  |  | 3.001 m |  | 4 | 0
381969091 | TNB | DISTRIBUTION | KUALA SELANGOR | Existing | RYB | 230/400 V |  |  | SERVICE LINE |  | 25_4C_AL_XLPE |  |  |  | 3.001 m |  | 4 | 0
381969096 | TNB | DISTRIBUTION | KUALA SELANGOR | Existing | RYB | 230/400 V |  |  | SERVICE LINE |  | 25_4C_AL_XLPE |  |  |  | 3.001 m |  | 4 | 0
381969101 | TNB | DISTRIBUTION | KUALA SELANGOR | Existing | RYB | 230/400 V |  |  | SERVICE LINE |  | 25_4C_AL_XLPE |  |  |  | 3.001 m |  | 4 | 0
381969106 | TNB | DISTRIBUTION | KUALA SELANGOR | Existing | RYB | 230/400 V |  |  | SERVICE LINE |  | 25_4C_AL_XLPE |  |  |  | 3.001 m |  | 4 | 0
381969111 | TNB | DISTRIBUTION | KUALA SELANGOR | Existing | RYB | 230/400 V |  |  | SERVICE LINE |  | 25_4C_AL_XLPE |  |  |  | 3.001 m |  | 4 | 0
381969116 | TNB | DISTRIBUTION | KUALA SELANGOR | Existing | RYB | 230/400 V |  |  | SERVICE LINE |  | 25_4C_AL_XLPE |  |  |  | 3.001 m |  | 4 | 0
381969121 | TNB | DISTRIBUTION | KUALA SELANGOR | Existing | RYB | 230/400 V |  |  | SERVICE LINE |  | 25_4C_AL_XLPE |  |  |  | 3.001 m |  | 4 | 0
381969126 | TNB | DISTRIBUTION | KUALA SELANGOR | Existing | RYB | 230/400 V |  |  | SERVICE LINE |  | 25_4C_AL_XLPE |  |  |  | 3.000 m |  | 4 | 0
381969131 | TNB | DISTRIBUTION | KUALA SELANGOR | Existing | RYB | 230/400 V |  |  | SERVICE LINE |  | 25_4C_AL_XLPE |  |  |  | 3.002 m |  | 4 | 0
381969136 | TNB | DISTRIBUTION | KUALA SELANGOR | Existing | RYB | 230/400 V |  |  | SERVICE LINE |  | 25_4C_AL_XLPE |  |  |  | 3.001 m |  | 4 | 0
381969141 | TNB | DISTRIBUTION | KUALA SELANGOR | Existing | RYB | 230/400 V |  |  | SERVICE LINE |  | 25_4C_AL_XLPE |  |  |  | 3.001 m |  | 4 | 0
381969146 | TNB | DISTRIBUTION | KUALA SELANGOR | Existing | RYB | 230/400 V |  |  | SERVICE LINE |  | 25_4C_AL_XLPE |  |  |  | 3.002 m |  | 4 | 0
381969151 | TNB | DISTRIBUTION | KUALA SELANGOR | Existing | RYB | 230/400 V |  |  | SERVICE LINE |  | 25_4C_AL_XLPE |  |  |  | 3.002 m |  | 4 | 0
381969156 | TNB | DISTRIBUTION | KUALA SELANGOR | Existing | RYB | 230/400 V |  |  | SERVICE LINE |  | 25_4C_AL_XLPE |  |  |  | 3.001 m |  | 4 | 0
381969161 | TNB | DISTRIBUTION | KUALA SELANGOR | Existing | RYB | 230/400 V |  |  | SERVICE LINE |  | 25_4C_AL_XLPE |  |  |  | 3.002 m |  | 4 | 0
381969166 | TNB | DISTRIBUTION | KUALA SELANGOR | Existing | RYB | 230/400 V |  |  | SERVICE LINE |  | 25_4C_AL_XLPE |  |  |  | 3.002 m |  | 4 | 0
381969171 | TNB | DISTRIBUTION | KUALA SELANGOR | Existing | RYB | 230/400 V |  |  | SERVICE LINE |  | 25_4C_AL_XLPE |  |  |  | 3.001 m |  | 4 | 0
381969176 | TNB | DISTRIBUTION | KUALA SELANGOR | Existing | RYB | 230/400 V |  |  | SERVICE LINE |  | 25_4C_AL_XLPE |  |  |  | 3.001 m |  | 4 | 0
381969181 | TNB | DISTRIBUTION | KUALA SELANGOR | Existing | RYB | 230/400 V |  |  | SERVICE LINE |  | 25_4C_AL_XLPE |  |  |  | 3.001 m |  | 4 | 0
381969186 | TNB | DISTRIBUTION | KUALA SELANGOR | Existing | RYB | 230/400 V |  |  | SERVICE LINE |  | 25_4C_AL_XLPE |  |  |  | 3.002 m |  | 4 | 0
381969191 | TNB | DISTRIBUTION | KUALA SELANGOR | Existing | RYB | 230/400 V |  |  | SERVICE LINE |  | 25_4C_AL_XLPE |  |  |  | 3.001 m |  | 4 | 0
381969196 | TNB | DISTRIBUTION | KUALA SELANGOR | Existing | RYB | 230/400 V |  |  | SERVICE LINE |  | 25_4C_AL_XLPE |  |  |  | 3.001 m |  | 4 | 0
381969201 | TNB | DISTRIBUTION | KUALA SELANGOR | Existing | RYB | 230/400 V |  |  | SERVICE LINE |  | 25_4C_AL_XLPE |  |  |  | 3.001 m |  | 4 | 0
381969206 | TNB | DISTRIBUTION | KUALA SELANGOR | Existing | RYB | 230/400 V |  |  | SERVICE LINE |  | 25_4C_AL_XLPE |  |  |  | 3.001 m |  | 4 | 0
381969211 | TNB | DISTRIBUTION | KUALA SELANGOR | Existing | RYB | 230/400 V |  |  | SERVICE LINE |  | 25_4C_AL_XLPE |  |  |  | 3.002 m |  | 4 | 0
381969216 | TNB | DISTRIBUTION | KUALA SELANGOR | Existing | RYB | 230/400 V |  |  | SERVICE LINE |  | 25_4C_AL_XLPE |  |  |  | 3.001 m |  | 4 | 0
381969221 | TNB | DISTRIBUTION | KUALA SELANGOR | Existing | RYB | 230/400 V |  |  | SERVICE LINE |  | 25_4C_AL_XLPE |  |  |  | 3.001 m |  | 4 | 0
381969226 | TNB | DISTRIBUTION | KUALA SELANGOR | Existing | RYB | 230/400 V |  |  | SERVICE LINE |  | 25_4C_AL_XLPE |  |  |  | 3.001 m |  | 4 | 0
381969231 | TNB | DISTRIBUTION | KUALA SELANGOR | Existing | RYB | 230/400 V |  |  | SERVICE LINE |  | 25_4C_AL_XLPE |  |  |  | 3.001 m |  | 4 | 0
381969236 | TNB | DISTRIBUTION | KUALA SELANGOR | Existing | RYB | 230/400 V |  |  | SERVICE LINE |  | 25_4C_AL_XLPE |  |  |  | 3.000 m |  | 4 | 0
381969241 | TNB | DISTRIBUTION | KUALA SELANGOR | Existing | RYB | 230/400 V |  |  | SERVICE LINE |  | 25_4C_AL_XLPE |  |  |  | 3.002 m |  | 4 | 0
381969246 | TNB | DISTRIBUTION | KUALA SELANGOR | Existing | RYB | 230/400 V |  |  | SERVICE LINE |  | 25_4C_AL_XLPE |  |  |  | 3.001 m |  | 4 | 0
381969251 | TNB | DISTRIBUTION | KUALA SELANGOR | Existing | RYB | 230/400 V |  |  | SERVICE LINE |  | 25_4C_AL_XLPE |  |  |  | 3.000 m |  | 4 | 0
381969256 | TNB | DISTRIBUTION | KUALA SELANGOR | Existing | RYB | 230/400 V |  |  | SERVICE LINE |  | 25_4C_AL_XLPE |  |  |  | 3.002 m |  | 4 | 0
381969261 | TNB | DISTRIBUTION | KUALA SELANGOR | Existing | RYB | 230/400 V |  |  | SERVICE LINE |  | 25_4C_AL_XLPE |  |  |  | 3.002 m |  | 4 | 0
381969266 | TNB | DISTRIBUTION | KUALA SELANGOR | Existing | RYB | 230/400 V |  |  | SERVICE LINE |  | 25_4C_AL_XLPE |  |  |  | 3.000 m |  | 4 | 0
381969271 | TNB | DISTRIBUTION | KUALA SELANGOR | Existing | RYB | 230/400 V |  |  | SERVICE LINE |  | 25_4C_AL_XLPE |  |  |  | 3.002 m |  | 4 | 0
381969276 | TNB | DISTRIBUTION | KUALA SELANGOR | Existing | RYB | 230/400 V |  |  | SERVICE LINE |  | 25_4C_AL_XLPE |  |  |  | 3.002 m |  | 4 | 0
381969281 | TNB | DISTRIBUTION | KUALA SELANGOR | Existing | RYB | 230/400 V |  |  | SERVICE LINE |  | 25_4C_AL_XLPE |  |  |  | 3.001 m |  | 4 | 0
381969286 | TNB | DISTRIBUTION | KUALA SELANGOR | Existing | RYB | 230/400 V |  |  | SERVICE LINE |  | 25_4C_AL_XLPE |  |  |  | 3.001 m |  | 4 | 0
381969291 | TNB | DISTRIBUTION | KUALA SELANGOR | Existing | RYB | 230/400 V |  |  | SERVICE LINE |  | 25_4C_AL_XLPE |  |  |  | 3.000 m |  | 4 | 0
381969296 | TNB | DISTRIBUTION | KUALA SELANGOR | Existing | RYB | 230/400 V |  |  | SERVICE LINE |  | 25_4C_AL_XLPE |  |  |  | 3.001 m |  | 4 | 0
381969301 | TNB | DISTRIBUTION | KUALA SELANGOR | Existing | RYB | 230/400 V |  |  | SERVICE LINE |  | 25_4C_AL_XLPE |  |  |  | 3.001 m |  | 4 | 0
381969306 | TNB | DISTRIBUTION | KUALA SELANGOR | Existing | RYB | 230/400 V |  |  | SERVICE LINE |  | 25_4C_AL_XLPE |  |  |  | 3.002 m |  | 4 | 0
381969311 | TNB | DISTRIBUTION | KUALA SELANGOR | Existing | RYB | 230/400 V |  |  | SERVICE LINE |  | 25_4C_AL_XLPE |  |  |  | 3.001 m |  | 4 | 0
381969316 | TNB | DISTRIBUTION | KUALA SELANGOR | Existing | RYB | 230/400 V |  |  | SERVICE LINE |  | 25_4C_AL_XLPE |  |  |  | 3.002 m |  | 4 | 0
381969321 | TNB | DISTRIBUTION | KUALA SELANGOR | Existing | RYB | 230/400 V |  |  | SERVICE LINE |  | 25_4C_AL_XLPE |  |  |  | 3.001 m |  | 4 | 0
381969326 | TNB | DISTRIBUTION | KUALA SELANGOR | Existing | RYB | 230/400 V |  |  | SERVICE LINE |  | 25_4C_AL_XLPE |  |  |  | 3.001 m |  | 4 | 0
381969331 | TNB | DISTRIBUTION | KUALA SELANGOR | Existing | RYB | 230/400 V |  |  | SERVICE LINE |  | 25_4C_AL_XLPE |  |  |  | 3.001 m |  | 4 | 0
381969336 | TNB | DISTRIBUTION | KUALA SELANGOR | Existing | RYB | 230/400 V |  |  | SERVICE LINE |  | 25_4C_AL_XLPE |  |  |  | 3.001 m |  | 4 | 0
381969341 | TNB | DISTRIBUTION | KUALA SELANGOR | Existing | RYB | 230/400 V |  |  | SERVICE LINE |  | 25_4C_AL_XLPE |  |  |  | 3.001 m |  | 4 | 0
381969346 | TNB | DISTRIBUTION | KUALA SELANGOR | Existing | RYB | 230/400 V |  |  | SERVICE LINE |  | 25_4C_AL_XLPE |  |  |  | 3.001 m |  | 4 | 0
381969351 | TNB | DISTRIBUTION | KUALA SELANGOR | Existing | RYB | 230/400 V |  |  | SERVICE LINE |  | 25_4C_AL_XLPE |  |  |  | 3.001 m |  | 4 | 0
381969356 | TNB | DISTRIBUTION | KUALA SELANGOR | Existing | RYB | 230/400 V |  |  | SERVICE LINE |  | 25_4C_AL_XLPE |  |  |  | 3.002 m |  | 4 | 0
381969361 | TNB | DISTRIBUTION | KUALA SELANGOR | Existing | RYB | 230/400 V |  |  | SERVICE LINE |  | 25_4C_AL_XLPE |  |  |  | 3.001 m |  | 4 | 0
381969366 | TNB | DISTRIBUTION | KUALA SELANGOR | Existing | RYB | 230/400 V |  |  | SERVICE LINE |  | 25_4C_AL_XLPE |  |  |  | 3.001 m |  | 4 | 0
381969371 | TNB | DISTRIBUTION | KUALA SELANGOR | Existing | RYB | 230/400 V |  |  | SERVICE LINE |  | 25_4C_AL_XLPE |  |  |  | 3.001 m |  | 4 | 0
381969376 | TNB | DISTRIBUTION | KUALA SELANGOR | Existing | RYB | 230/400 V |  |  | SERVICE LINE |  | 25_4C_AL_XLPE |  |  |  | 3.001 m |  | 4 | 0
381969381 | TNB | DISTRIBUTION | KUALA SELANGOR | Existing | RYB | 230/400 V |  |  | SERVICE LINE |  | 25_4C_AL_XLPE |  |  |  | 3.001 m |  | 4 | 0
381969386 | TNB | DISTRIBUTION | KUALA SELANGOR | Existing | RYB | 230/400 V |  |  | SERVICE LINE |  | 25_4C_AL_XLPE |  |  |  | 3.000 m |  | 4 | 0
381969391 | TNB | DISTRIBUTION | KUALA SELANGOR | Existing | RYB | 230/400 V |  |  | SERVICE LINE |  | 25_4C_AL_XLPE |  |  |  | 3.000 m |  | 4 | 0
381969396 | TNB | DISTRIBUTION | KUALA SELANGOR | Existing | RYB | 230/400 V |  |  | SERVICE LINE |  | 25_4C_AL_XLPE |  |  |  | 3.001 m |  | 4 | 0
381969401 | TNB | DISTRIBUTION | KUALA SELANGOR | Existing | RYB | 230/400 V |  |  | SERVICE LINE |  | 25_4C_AL_XLPE |  |  |  | 3.001 m |  | 4 | 0
381969406 | TNB | DISTRIBUTION | KUALA SELANGOR | Existing | RYB | 230/400 V |  |  | SERVICE LINE |  | 25_4C_AL_XLPE |  |  |  | 3.001 m |  | 4 | 0
381969411 | TNB | DISTRIBUTION | KUALA SELANGOR | Existing | RYB | 230/400 V |  |  | SERVICE LINE |  | 25_4C_AL_XLPE |  |  |  | 3.002 m |  | 4 | 0
381969416 | TNB | DISTRIBUTION | KUALA SELANGOR | Existing | RYB | 230/400 V |  |  | SERVICE LINE |  | 25_4C_AL_XLPE |  |  |  | 3.001 m |  | 4 | 0
381969421 | TNB | DISTRIBUTION | KUALA SELANGOR | Existing | RYB | 230/400 V |  |  | SERVICE LINE |  | 25_4C_AL_XLPE |  |  |  | 3.001 m |  | 4 | 0
381969426 | TNB | DISTRIBUTION | KUALA SELANGOR | Existing | RYB | 230/400 V |  |  | SERVICE LINE |  | 25_4C_AL_XLPE |  |  |  | 3.000 m |  | 4 | 0
381969431 | TNB | DISTRIBUTION | KUALA SELANGOR | Existing | RYB | 230/400 V |  |  | SERVICE LINE |  | 25_4C_AL_XLPE |  |  |  | 3.002 m |  | 4 | 0
381969436 | TNB | DISTRIBUTION | KUALA SELANGOR | Existing | RYB | 230/400 V |  |  | SERVICE LINE |  | 25_4C_AL_XLPE |  |  |  | 3.001 m |  | 4 | 0
381969441 | TNB | DISTRIBUTION | KUALA SELANGOR | Existing | RYB | 230/400 V |  |  | SERVICE LINE |  | 25_4C_AL_XLPE |  |  |  | 3.001 m |  | 4 | 0
381969446 | TNB | DISTRIBUTION | KUALA SELANGOR | Existing | RYB | 230/400 V |  |  | SERVICE LINE |  | 25_4C_AL_XLPE |  |  |  | 3.001 m |  | 4 | 0
381969451 | TNB | DISTRIBUTION | KUALA SELANGOR | Existing | RYB | 230/400 V |  |  | SERVICE LINE |  | 25_4C_AL_XLPE |  |  |  | 3.001 m |  | 4 | 0
381969456 | TNB | DISTRIBUTION | KUALA SELANGOR | Existing | RYB | 230/400 V |  |  | SERVICE LINE |  | 25_4C_AL_XLPE |  |  |  | 3.001 m |  | 4 | 0
381969461 | TNB | DISTRIBUTION | KUALA SELANGOR | Existing | RYB | 230/400 V |  |  | SERVICE LINE |  | 25_4C_AL_XLPE |  |  |  | 3.002 m |  | 4 | 0
381969466 | TNB | DISTRIBUTION | KUALA SELANGOR | Existing | RYB | 230/400 V |  |  | SERVICE LINE |  | 25_4C_AL_XLPE |  |  |  | 3.000 m |  | 4 | 0
381969471 | TNB | DISTRIBUTION | KUALA SELANGOR | Existing | RYB | 230/400 V |  |  | SERVICE LINE |  | 25_4C_AL_XLPE |  |  |  | 3.001 m |  | 4 | 0
381969476 | TNB | DISTRIBUTION | KUALA SELANGOR | Existing | RYB | 230/400 V |  |  | SERVICE LINE |  | 25_4C_AL_XLPE |  |  |  | 3.002 m |  | 4 | 0
381969481 | TNB | DISTRIBUTION | KUALA SELANGOR | Existing | RYB | 230/400 V |  |  | SERVICE LINE |  | 25_4C_AL_XLPE |  |  |  | 3.001 m |  | 4 | 0
381969486 | TNB | DISTRIBUTION | KUALA SELANGOR | Existing | RYB | 230/400 V |  |  | SERVICE LINE |  | 25_4C_AL_XLPE |  |  |  | 3.002 m |  | 4 | 0
381969491 | TNB | DISTRIBUTION | KUALA SELANGOR | Existing | RYB | 230/400 V |  |  | SERVICE LINE |  | 25_4C_AL_XLPE |  |  |  | 3.002 m |  | 4 | 0
381969496 | TNB | DISTRIBUTION | KUALA SELANGOR | Existing | RYB | 230/400 V |  |  | SERVICE LINE |  | 25_4C_AL_XLPE |  |  |  | 3.000 m |  | 4 | 0
381969501 | TNB | DISTRIBUTION | KUALA SELANGOR | Existing | RYB | 230/400 V |  |  | SERVICE LINE |  | 25_4C_AL_XLPE |  |  |  | 3.002 m |  | 4 | 0
381969506 | TNB | DISTRIBUTION | KUALA SELANGOR | Existing | RYB | 230/400 V |  |  | SERVICE LINE |  | 25_4C_AL_XLPE |  |  |  | 3.001 m |  | 4 | 0
381969511 | TNB | DISTRIBUTION | KUALA SELANGOR | Existing | RYB | 230/400 V |  |  | SERVICE LINE |  | 25_4C_AL_XLPE |  |  |  | 3.001 m |  | 4 | 0
381969516 | TNB | DISTRIBUTION | KUALA SELANGOR | Existing | RYB | 230/400 V |  |  | SERVICE LINE |  | 25_4C_AL_XLPE |  |  |  | 3.002 m |  | 4 | 0
381969521 | TNB | DISTRIBUTION | KUALA SELANGOR | Existing | RYB | 230/400 V |  |  | SERVICE LINE |  | 25_4C_AL_XLPE |  |  |  | 3.001 m |  | 4 | 0
381969526 | TNB | DISTRIBUTION | KUALA SELANGOR | Existing | RYB | 230/400 V |  |  | SERVICE LINE |  | 25_4C_AL_XLPE |  |  |  | 3.002 m |  | 4 | 0
381969531 | TNB | DISTRIBUTION | KUALA SELANGOR | Existing | RYB | 230/400 V |  |  | 5 FOOT WAYS |  | 25_4C_AL_XLPE |  |  |  | 10.767 m |  | 4 | 0
381969536 | TNB | DISTRIBUTION | KUALA SELANGOR | Existing | RYB | 230/400 V |  |  | 5 FOOT WAYS |  | 25_4C_AL_XLPE |  |  |  | 10.831 m |  | 4 | 0
381969541 | TNB | DISTRIBUTION | KUALA SELANGOR | Existing | RYB | 230/400 V |  |  | 5 FOOT WAYS |  | 25_4C_AL_XLPE |  |  |  | 11.783 m |  | 4 | 0
381969546 | TNB | DISTRIBUTION | KUALA SELANGOR | Existing | RYB | 230/400 V |  |  | 5 FOOT WAYS |  | 25_4C_AL_XLPE |  |  |  | 12.177 m |  | 4 | 0
381969551 | TNB | DISTRIBUTION | KUALA SELANGOR | Existing | RYB | 230/400 V |  |  | 5 FOOT WAYS |  | 25_4C_AL_XLPE |  |  |  | 9.462 m |  | 4 | 0
381969556 | TNB | DISTRIBUTION | KUALA SELANGOR | Existing | RYB | 230/400 V |  |  | 5 FOOT WAYS |  | 25_4C_AL_XLPE |  |  |  | 11.832 m |  | 4 | 0
381969561 | TNB | DISTRIBUTION | KUALA SELANGOR | Existing | RYB | 230/400 V |  |  | 5 FOOT WAYS |  | 25_4C_AL_XLPE |  |  |  | 12.208 m |  | 4 | 0
381969566 | TNB | DISTRIBUTION | KUALA SELANGOR | Existing | RYB | 230/400 V |  |  | 5 FOOT WAYS |  | 25_4C_AL_XLPE |  |  |  | 14.470 m |  | 4 | 0
381969571 | TNB | DISTRIBUTION | KUALA SELANGOR | Existing | RYB | 230/400 V |  |  | 5 FOOT WAYS |  | 25_4C_AL_XLPE |  |  |  | 10.324 m |  | 4 | 0
381969576 | TNB | DISTRIBUTION | KUALA SELANGOR | Existing | RYB | 230/400 V |  |  | 5 FOOT WAYS |  | 25_4C_AL_XLPE |  |  |  | 9.040 m |  | 4 | 0
381969581 | TNB | DISTRIBUTION | KUALA SELANGOR | Existing | RYB | 230/400 V |  |  | 5 FOOT WAYS |  | 25_4C_AL_XLPE |  |  |  | 14.457 m |  | 4 | 0
381969586 | TNB | DISTRIBUTION | KUALA SELANGOR | Existing | RYB | 230/400 V |  |  | 5 FOOT WAYS |  | 25_4C_AL_XLPE |  |  |  | 9.538 m |  | 4 | 0
381969591 | TNB | DISTRIBUTION | KUALA SELANGOR | Existing | RYB | 230/400 V |  |  | 5 FOOT WAYS |  | 25_4C_AL_XLPE |  |  |  | 8.296 m |  | 4 | 0
381969596 | TNB | DISTRIBUTION | KUALA SELANGOR | Existing | RYB | 230/400 V |  |  | 5 FOOT WAYS |  | 25_4C_AL_XLPE |  |  |  | 15.251 m |  | 4 | 0
381969601 | TNB | DISTRIBUTION | KUALA SELANGOR | Existing | RYB | 230/400 V |  |  | 5 FOOT WAYS |  | 25_4C_AL_XLPE |  |  |  | 19.476 m |  | 4 | 0
381969606 | TNB | DISTRIBUTION | KUALA SELANGOR | Existing | RYB | 230/400 V |  |  | 5 FOOT WAYS |  | 25_4C_AL_XLPE |  |  |  | 11.460 m |  | 4 | 0
381969611 | TNB | DISTRIBUTION | KUALA SELANGOR | Existing | RYB | 230/400 V |  |  | 5 FOOT WAYS |  | 25_4C_AL_XLPE |  |  |  | 10.488 m |  | 4 | 0
381969616 | TNB | DISTRIBUTION | KUALA SELANGOR | Existing | RYB | 230/400 V |  |  | 5 FOOT WAYS |  | 25_4C_AL_XLPE |  |  |  | 8.270 m |  | 4 | 0
381969621 | TNB | DISTRIBUTION | KUALA SELANGOR | Existing | RYB | 230/400 V |  |  | 5 FOOT WAYS |  | 25_4C_AL_XLPE |  |  |  | 17.644 m |  | 4 | 0
381969626 | TNB | DISTRIBUTION | KUALA SELANGOR | Existing | RYB | 230/400 V |  |  | 5 FOOT WAYS |  | 25_4C_AL_XLPE |  |  |  | 10.557 m |  | 4 | 0
381969631 | TNB | DISTRIBUTION | KUALA SELANGOR | Existing | RYB | 230/400 V |  |  | 5 FOOT WAYS |  | 25_4C_AL_XLPE |  |  |  | 7.384 m |  | 4 | 0
381969636 | TNB | DISTRIBUTION | KUALA SELANGOR | Existing | RYB | 230/400 V |  |  | 5 FOOT WAYS |  | 25_4C_AL_XLPE |  |  |  | 13.586 m |  | 4 | 0
381969641 | TNB | DISTRIBUTION | KUALA SELANGOR | Existing | RYB | 230/400 V |  |  | 5 FOOT WAYS |  | 25_4C_AL_XLPE |  |  |  | 11.814 m |  | 4 | 0
381969646 | TNB | DISTRIBUTION | KUALA SELANGOR | Existing | RYB | 230/400 V |  |  | 5 FOOT WAYS |  | 25_4C_AL_XLPE |  |  |  | 8.065 m |  | 4 | 0
381969651 | TNB | DISTRIBUTION | KUALA SELANGOR | Existing | RYB | 230/400 V |  |  | 5 FOOT WAYS |  | 25_4C_AL_XLPE |  |  |  | 16.447 m |  | 4 | 0
381969656 | TNB | DISTRIBUTION | KUALA SELANGOR | Existing | RYB | 230/400 V |  |  | 5 FOOT WAYS |  | 25_4C_AL_XLPE |  |  |  | 15.182 m |  | 4 | 0
381969661 | TNB | DISTRIBUTION | KUALA SELANGOR | Existing | RYB | 230/400 V |  |  | 5 FOOT WAYS |  | 25_4C_AL_XLPE |  |  |  | 9.779 m |  | 4 | 0
381969666 | TNB | DISTRIBUTION | KUALA SELANGOR | Existing | RYB | 230/400 V |  |  | 5 FOOT WAYS |  | 25_4C_AL_XLPE |  |  |  | 19.226 m |  | 4 | 0
381969671 | TNB | DISTRIBUTION | KUALA SELANGOR | Existing | RYB | 230/400 V |  |  | 5 FOOT WAYS |  | 25_4C_AL_XLPE |  |  |  | 9.254 m |  | 4 | 0
381969676 | TNB | DISTRIBUTION | KUALA SELANGOR | Existing | RYB | 230/400 V |  |  | 5 FOOT WAYS |  | 25_4C_AL_XLPE |  |  |  | 10.635 m |  | 4 | 0
381969681 | TNB | DISTRIBUTION | KUALA SELANGOR | Existing | RYB | 230/400 V |  |  | 5 FOOT WAYS |  | 25_4C_AL_XLPE |  |  |  | 15.010 m |  | 4 | 0
381969686 | TNB | DISTRIBUTION | KUALA SELANGOR | Existing | RYB | 230/400 V |  |  | 5 FOOT WAYS |  | 25_4C_AL_XLPE |  |  |  | 11.567 m |  | 4 | 0
381969691 | TNB | DISTRIBUTION | KUALA SELANGOR | Existing | RYB | 230/400 V |  |  | 5 FOOT WAYS |  | 25_4C_AL_XLPE |  |  |  | 11.982 m |  | 4 | 0
381969696 | TNB | DISTRIBUTION | KUALA SELANGOR | Existing | RYB | 230/400 V |  |  | 5 FOOT WAYS |  | 25_4C_AL_XLPE |  |  |  | 13.422 m |  | 4 | 0
381969701 | TNB | DISTRIBUTION | KUALA SELANGOR | Existing | RYB | 230/400 V |  |  | 5 FOOT WAYS |  | 25_4C_AL_XLPE |  |  |  | 9.526 m |  | 4 | 0
381969706 | TNB | DISTRIBUTION | KUALA SELANGOR | Existing | RYB | 230/400 V |  |  | 5 FOOT WAYS |  | 25_4C_AL_XLPE |  |  |  | 15.580 m |  | 4 | 0
381969711 | TNB | DISTRIBUTION | KUALA SELANGOR | Existing | RYB | 230/400 V |  |  | 5 FOOT WAYS |  | 25_4C_AL_XLPE |  |  |  | 8.807 m |  | 4 | 0
381969716 | TNB | DISTRIBUTION | KUALA SELANGOR | Existing | RYB | 230/400 V |  |  | 5 FOOT WAYS |  | 25_4C_AL_XLPE |  |  |  | 14.680 m |  | 4 | 0
381969721 | TNB | DISTRIBUTION | KUALA SELANGOR | Existing | RYB | 230/400 V |  |  | 5 FOOT WAYS |  | 25_4C_AL_XLPE |  |  |  | 12.882 m |  | 4 | 0
381969726 | TNB | DISTRIBUTION | KUALA SELANGOR | Existing | RYB | 230/400 V |  |  | 5 FOOT WAYS |  | 25_4C_AL_XLPE |  |  |  | 12.164 m |  | 4 | 0
381969731 | TNB | DISTRIBUTION | KUALA SELANGOR | Existing | RYB | 230/400 V |  |  | 5 FOOT WAYS |  | 25_4C_AL_XLPE |  |  |  | 11.744 m |  | 4 | 0
381969736 | TNB | DISTRIBUTION | KUALA SELANGOR | Existing | RYB | 230/400 V |  |  | 5 FOOT WAYS |  | 25_4C_AL_XLPE |  |  |  | 10.211 m |  | 4 | 0
381969741 | TNB | DISTRIBUTION | KUALA SELANGOR | Existing | RYB | 230/400 V |  |  | 5 FOOT WAYS |  | 25_4C_AL_XLPE |  |  |  | 14.665 m |  | 4 | 0
381969746 | TNB | DISTRIBUTION | KUALA SELANGOR | Existing | RYB | 230/400 V |  |  | 5 FOOT WAYS |  | 25_4C_AL_XLPE |  |  |  | 9.262 m |  | 4 | 0
381969751 | TNB | DISTRIBUTION | KUALA SELANGOR | Existing | RYB | 230/400 V |  |  | 5 FOOT WAYS |  | 25_4C_AL_XLPE |  |  |  | 15.736 m |  | 4 | 0
381969756 | TNB | DISTRIBUTION | KUALA SELANGOR | Existing | RYB | 230/400 V |  |  | 5 FOOT WAYS |  | 25_4C_AL_XLPE |  |  |  | 7.732 m |  | 4 | 0
381969761 | TNB | DISTRIBUTION | KUALA SELANGOR | Existing | RYB | 230/400 V |  |  | 5 FOOT WAYS |  | 25_4C_AL_XLPE |  |  |  | 18.392 m |  | 4 | 0
381969766 | TNB | DISTRIBUTION | KUALA SELANGOR | Existing | RYB | 230/400 V |  |  | 5 FOOT WAYS |  | 25_4C_AL_XLPE |  |  |  | 7.379 m |  | 4 | 0
381969771 | TNB | DISTRIBUTION | KUALA SELANGOR | Existing | RYB | 230/400 V |  |  | 5 FOOT WAYS |  | 25_4C_AL_XLPE |  |  |  | 5.838 m |  | 4 | 0
381969776 | TNB | DISTRIBUTION | KUALA SELANGOR | Existing | RYB | 230/400 V |  |  | 5 FOOT WAYS |  | 25_4C_AL_XLPE |  |  |  | 23.543 m |  | 4 | 0
381969781 | TNB | DISTRIBUTION | KUALA SELANGOR | Existing | RYB | 230/400 V |  |  | 5 FOOT WAYS |  | 25_4C_AL_XLPE |  |  |  | 7.574 m |  | 4 | 0
381969786 | TNB | DISTRIBUTION | KUALA SELANGOR | Existing | RYB | 230/400 V |  |  | 5 FOOT WAYS |  | 25_4C_AL_XLPE |  |  |  | 5.909 m |  | 4 | 0
381969791 | TNB | DISTRIBUTION | KUALA SELANGOR | Existing | RYB | 230/400 V |  |  | 5 FOOT WAYS |  | 25_4C_AL_XLPE |  |  |  | 23.962 m |  | 4 | 0
381969796 | TNB | DISTRIBUTION | KUALA SELANGOR | Existing | RYB | 230/400 V |  |  | 5 FOOT WAYS |  | 25_4C_AL_XLPE |  |  |  | 6.844 m |  | 4 | 0
381969801 | TNB | DISTRIBUTION | KUALA SELANGOR | Existing | RYB | 230/400 V |  |  | 5 FOOT WAYS |  | 25_4C_AL_XLPE |  |  |  | 13.723 m |  | 4 | 0
381969806 | TNB | DISTRIBUTION | KUALA SELANGOR | Existing | RYB | 230/400 V |  |  | 5 FOOT WAYS |  | 25_4C_AL_XLPE |  |  |  | 15.160 m |  | 4 | 0
381969811 | TNB | DISTRIBUTION | KUALA SELANGOR | Existing | RYB | 230/400 V |  |  | 5 FOOT WAYS |  | 25_4C_AL_XLPE |  |  |  | 7.679 m |  | 4 | 0
381969816 | TNB | DISTRIBUTION | KUALA SELANGOR | Existing | RYB | 230/400 V |  |  | 5 FOOT WAYS |  | 25_4C_AL_XLPE |  |  |  | 10.042 m |  | 4 | 0
381969821 | TNB | DISTRIBUTION | KUALA SELANGOR | Existing | RYB | 230/400 V |  |  | 5 FOOT WAYS |  | 25_4C_AL_XLPE |  |  |  | 17.284 m |  | 4 | 0
381969826 | TNB | DISTRIBUTION | KUALA SELANGOR | Existing | RYB | 230/400 V |  |  | 5 FOOT WAYS |  | 25_4C_AL_XLPE |  |  |  | 10.029 m |  | 4 | 0
381969831 | TNB | DISTRIBUTION | KUALA SELANGOR | Existing | RYB | 230/400 V |  |  | 5 FOOT WAYS |  | 25_4C_AL_XLPE |  |  |  | 27.832 m |  | 4 | 0
381969836 | TNB | DISTRIBUTION | KUALA SELANGOR | Existing | RYB | 230/400 V |  |  | 5 FOOT WAYS |  | 25_4C_AL_XLPE |  |  |  | 17.007 m |  | 4 | 0
381969841 | TNB | DISTRIBUTION | KUALA SELANGOR | Existing | RYB | 230/400 V |  |  | 5 FOOT WAYS |  | 25_4C_AL_XLPE |  |  |  | 9.449 m |  | 4 | 0
381969846 | TNB | DISTRIBUTION | KUALA SELANGOR | Existing | RYB | 230/400 V |  |  | 5 FOOT WAYS |  | 25_4C_AL_XLPE |  |  |  | 8.602 m |  | 4 | 0
381969851 | TNB | DISTRIBUTION | KUALA SELANGOR | Existing | RYB | 230/400 V |  |  | 5 FOOT WAYS |  | 25_4C_AL_XLPE |  |  |  | 11.102 m |  | 4 | 0
381969856 | TNB | DISTRIBUTION | KUALA SELANGOR | Existing | RYB | 230/400 V |  |  | 5 FOOT WAYS |  | 25_4C_AL_XLPE |  |  |  | 16.500 m |  | 4 | 0
381969861 | TNB | DISTRIBUTION | KUALA SELANGOR | Existing | RYB | 230/400 V |  |  | 5 FOOT WAYS |  | 25_4C_AL_XLPE |  |  |  | 8.921 m |  | 4 | 0
381969866 | TNB | DISTRIBUTION | KUALA SELANGOR | Existing | RYB | 230/400 V |  |  | 5 FOOT WAYS |  | 25_4C_AL_XLPE |  |  |  | 8.559 m |  | 4 | 0
381969871 | TNB | DISTRIBUTION | KUALA SELANGOR | Existing | RYB | 230/400 V |  |  | LV LINE |  | 185_4C_AL_XLPE |  |  |  | 179.850 m |  | 4 | 0
381969876 | TNB | DISTRIBUTION | KUALA SELANGOR | Existing | RYB | 230/400 V |  |  | LV LINE |  | 185_4C_AL_XLPE |  |  |  | 226.803 m |  | 4 | 0
381969881 | TNB | DISTRIBUTION | KUALA SELANGOR | Existing | RYB | 230/400 V |  |  | LV LINE |  | 185_4C_AL_XLPE |  |  |  | 224.461 m |  | 4 | 0
381969886 | TNB | DISTRIBUTION | KUALA SELANGOR | Existing | RYB | 230/400 V |  |  | SERVICE LINE |  | 25_4C_AL_XLPE |  |  |  | 3.001 m |  | 4 | 0
381969891 | TNB | DISTRIBUTION | KUALA SELANGOR | Existing | RYB | 230/400 V |  |  | SERVICE LINE |  | 25_4C_AL_XLPE |  |  |  | 3.001 m |  | 4 | 0
381969896 | TNB | DISTRIBUTION | KUALA SELANGOR | Existing | RYB | 230/400 V |  |  | SERVICE LINE |  | 25_4C_AL_XLPE |  |  |  | 3.003 m |  | 4 | 0
381969901 | TNB | DISTRIBUTION | KUALA SELANGOR | Existing | RYB | 230/400 V |  |  | SERVICE LINE |  | 25_4C_AL_XLPE |  |  |  | 3.001 m |  | 4 | 0
381969906 | TNB | DISTRIBUTION | KUALA SELANGOR | Existing | RYB | 230/400 V |  |  | SERVICE LINE |  | 25_4C_AL_XLPE |  |  |  | 3.001 m |  | 4 | 0
381969911 | TNB | DISTRIBUTION | KUALA SELANGOR | Existing | RYB | 230/400 V |  |  | SERVICE LINE |  | 25_4C_AL_XLPE |  |  |  | 3.001 m |  | 4 | 0
381969916 | TNB | DISTRIBUTION | KUALA SELANGOR | Existing | RYB | 230/400 V |  |  | SERVICE LINE |  | 25_4C_AL_XLPE |  |  |  | 3.001 m |  | 4 | 0
381969921 | TNB | DISTRIBUTION | KUALA SELANGOR | Existing | RYB | 230/400 V |  |  | SERVICE LINE |  | 25_4C_AL_XLPE |  |  |  | 3.001 m |  | 4 | 0
381969926 | TNB | DISTRIBUTION | KUALA SELANGOR | Existing | RYB | 230/400 V |  |  | 5 FOOT WAYS |  | 25_4C_AL_XLPE |  |  |  | 6.163 m |  | 4 | 0
381969931 | TNB | DISTRIBUTION | KUALA SELANGOR | Existing | RYB | 230/400 V |  |  | 5 FOOT WAYS |  | 25_4C_AL_XLPE |  |  |  | 23.389 m |  | 4 | 0
381969936 | TNB | DISTRIBUTION | KUALA SELANGOR | Existing | RYB | 230/400 V |  |  | 5 FOOT WAYS |  | 25_4C_AL_XLPE |  |  |  | 5.474 m |  | 4 | 0
381969941 | TNB | DISTRIBUTION | KUALA SELANGOR | Existing | RYB | 230/400 V |  |  | SERVICE LINE |  | 25_4C_AL_XLPE |  |  |  | 3.001 m |  | 4 | 0
381969946 | TNB | DISTRIBUTION | KUALA SELANGOR | Existing | RYB | 230/400 V |  |  | SERVICE LINE |  | 25_4C_AL_XLPE |  |  |  | 2.963 m |  | 4 | 0
381969951 | TNB | DISTRIBUTION | KUALA SELANGOR | Existing | RYB | 230/400 V |  |  | SERVICE LINE |  | 25_4C_AL_XLPE |  |  |  | 2.966 m |  | 4 | 0
381969956 | TNB | DISTRIBUTION | KUALA SELANGOR | Existing | RYB | 230/400 V |  |  | SERVICE LINE |  | 25_4C_AL_XLPE |  |  |  | 3.000 m |  | 4 | 0
381969961 | TNB | DISTRIBUTION | KUALA SELANGOR | Existing | RYB | 230/400 V |  |  | SERVICE LINE |  | 25_4C_AL_XLPE |  |  |  | 3.015 m |  | 4 | 0
381969966 | TNB | DISTRIBUTION | KUALA SELANGOR | Existing | RYB | 230/400 V |  |  | SERVICE LINE |  | 25_4C_AL_XLPE |  |  |  | 2.765 m |  | 4 | 0
381969971 | TNB | DISTRIBUTION | KUALA SELANGOR | Existing | RYB | 230/400 V |  |  | SERVICE LINE |  | 25_4C_AL_XLPE |  |  |  | 2.881 m |  | 4 | 0
381969976 | TNB | DISTRIBUTION | KUALA SELANGOR | Existing | RYB | 230/400 V |  |  | SERVICE LINE |  | 25_4C_AL_XLPE |  |  |  | 3.000 m |  | 4 | 0
381969981 | TNB | DISTRIBUTION | KUALA SELANGOR | Existing | RYB | 230/400 V |  |  | 5 FOOT WAYS |  | 25_4C_AL_XLPE |  |  |  | 9.940 m |  | 4 | 0
381969986 | TNB | DISTRIBUTION | KUALA SELANGOR | Existing | RYB | 230/400 V |  |  | 5 FOOT WAYS |  | 25_4C_AL_XLPE |  |  |  | 6.527 m |  | 4 | 0
381969991 | TNB | DISTRIBUTION | KUALA SELANGOR | Existing | RYB | 230/400 V |  |  | 5 FOOT WAYS |  | 25_4C_AL_XLPE |  |  |  | 22.923 m |  | 4 | 0
381969996 | TNB | DISTRIBUTION | KUALA SELANGOR | Existing | RYB | 230/400 V |  |  | SERVICE LINE |  | 25_4C_AL_XLPE |  |  |  | 3.001 m |  | 4 | 0
381970001 | TNB | DISTRIBUTION | KUALA SELANGOR | Existing | RYB | 230/400 V |  |  | SERVICE LINE |  | 25_4C_AL_XLPE |  |  |  | 3.002 m |  | 4 | 0
381970006 | TNB | DISTRIBUTION | KUALA SELANGOR | Existing | RYB | 230/400 V |  |  | SERVICE LINE |  | 25_4C_AL_XLPE |  |  |  | 3.002 m |  | 4 | 0
381970011 | TNB | DISTRIBUTION | KUALA SELANGOR | Existing | RYB | 230/400 V |  |  | SERVICE LINE |  | 25_4C_AL_XLPE |  |  |  | 3.161 m |  | 4 | 0
381970016 | TNB | DISTRIBUTION | KUALA SELANGOR | Existing | RYB | 230/400 V |  |  | SERVICE LINE |  | 25_4C_AL_XLPE |  |  |  | 3.013 m |  | 4 | 0
381970021 | TNB | DISTRIBUTION | KUALA SELANGOR | Existing | RYB | 230/400 V |  |  | SERVICE LINE |  | 25_4C_AL_XLPE |  |  |  | 3.082 m |  | 4 | 0
381970026 | TNB | DISTRIBUTION | KUALA SELANGOR | Existing | RYB | 230/400 V |  |  | SERVICE LINE |  | 25_4C_AL_XLPE |  |  |  | 3.001 m |  | 4 | 0
381970031 | TNB | DISTRIBUTION | KUALA SELANGOR | Existing | RYB | 230/400 V |  |  | SERVICE LINE |  | 25_4C_AL_XLPE |  |  |  | 3.001 m |  | 4 | 0
381970036 | TNB | DISTRIBUTION | KUALA SELANGOR | Existing | RYB | 230/400 V |  |  | 5 FOOT WAYS |  | 25_4C_AL_XLPE |  |  |  | 5.807 m |  | 4 | 0
381970041 | TNB | DISTRIBUTION | KUALA SELANGOR | Existing | RYB | 230/400 V |  |  | 5 FOOT WAYS |  | 25_4C_AL_XLPE |  |  |  | 23.939 m |  | 4 | 0
381970046 | TNB | DISTRIBUTION | KUALA SELANGOR | Existing | RYB | 230/400 V |  |  | 5 FOOT WAYS |  | 25_4C_AL_XLPE |  |  |  | 4.098 m |  | 4 | 0
381970051 | TNB | DISTRIBUTION | KUALA SELANGOR | Existing | RYB | 230/400 V |  |  | SERVICE LINE |  | 25_4C_AL_XLPE |  |  |  | 3.001 m |  | 4 | 0
381970056 | TNB | DISTRIBUTION | KUALA SELANGOR | Existing | RYB | 230/400 V |  |  | SERVICE LINE |  | 25_4C_AL_XLPE |  |  |  | 3.002 m |  | 4 | 0
381970061 | TNB | DISTRIBUTION | KUALA SELANGOR | Existing | RYB | 230/400 V |  |  | SERVICE LINE |  | 25_4C_AL_XLPE |  |  |  | 3.001 m |  | 4 | 0
381970066 | TNB | DISTRIBUTION | KUALA SELANGOR | Existing | RYB | 230/400 V |  |  | SERVICE LINE |  | 25_4C_AL_XLPE |  |  |  | 3.001 m |  | 4 | 0
381970071 | TNB | DISTRIBUTION | KUALA SELANGOR | Existing | RYB | 230/400 V |  |  | SERVICE LINE |  | 25_4C_AL_XLPE |  |  |  | 3.001 m |  | 4 | 0
381970076 | TNB | DISTRIBUTION | KUALA SELANGOR | Existing | RYB | 230/400 V |  |  | SERVICE LINE |  | 25_4C_AL_XLPE |  |  |  | 3.002 m |  | 4 | 0
381970081 | TNB | DISTRIBUTION | KUALA SELANGOR | Existing | RYB | 230/400 V |  |  | SERVICE LINE |  | 25_4C_AL_XLPE |  |  |  | 3.001 m |  | 4 | 0
381970086 | TNB | DISTRIBUTION | KUALA SELANGOR | Existing | RYB | 230/400 V |  |  | SERVICE LINE |  | 25_4C_AL_XLPE |  |  |  | 3.001 m |  | 4 | 0
381970091 | TNB | DISTRIBUTION | KUALA SELANGOR | Existing | RYB | 230/400 V |  |  | 5 FOOT WAYS |  | 25_4C_AL_XLPE |  |  |  | 4.540 m |  | 4 | 0
381970096 | TNB | DISTRIBUTION | KUALA SELANGOR | Existing | RYB | 230/400 V |  |  | 5 FOOT WAYS |  | 25_4C_AL_XLPE |  |  |  | 21.263 m |  | 4 | 0
381970101 | TNB | DISTRIBUTION | KUALA SELANGOR | Existing | RYB | 230/400 V |  |  | 5 FOOT WAYS |  | 25_4C_AL_XLPE |  |  |  | 12.046 m |  | 4 | 0
381970106 | TNB | DISTRIBUTION | KUALA SELANGOR | Existing | RYB | 230/400 V |  |  | SERVICE LINE |  | 25_4C_AL_XLPE |  |  |  | 3.001 m |  | 4 | 0
381970111 | TNB | DISTRIBUTION | KUALA SELANGOR | Existing | RYB | 230/400 V |  |  | SERVICE LINE |  | 25_4C_AL_XLPE |  |  |  | 3.001 m |  | 4 | 0
381970116 | TNB | DISTRIBUTION | KUALA SELANGOR | Existing | RYB | 230/400 V |  |  | SERVICE LINE |  | 25_4C_AL_XLPE |  |  |  | 3.001 m |  | 4 | 0
381970121 | TNB | DISTRIBUTION | KUALA SELANGOR | Existing | RYB | 230/400 V |  |  | SERVICE LINE |  | 25_4C_AL_XLPE |  |  |  | 3.001 m |  | 4 | 0
381970126 | TNB | DISTRIBUTION | KUALA SELANGOR | Existing | RYB | 230/400 V |  |  | SERVICE LINE |  | 25_4C_AL_XLPE |  |  |  | 3.001 m |  | 4 | 0
381970131 | TNB | DISTRIBUTION | KUALA SELANGOR | Existing | RYB | 230/400 V |  |  | SERVICE LINE |  | 25_4C_AL_XLPE |  |  |  | 3.002 m |  | 4 | 0
381970136 | TNB | DISTRIBUTION | KUALA SELANGOR | Existing | RYB | 230/400 V |  |  | SERVICE LINE |  | 25_4C_AL_XLPE |  |  |  | 3.001 m |  | 4 | 0
381970141 | TNB | DISTRIBUTION | KUALA SELANGOR | Existing | RYB | 230/400 V |  |  | SERVICE LINE |  | 25_4C_AL_XLPE |  |  |  | 3.001 m |  | 4 | 0
381970146 | TNB | DISTRIBUTION | KUALA SELANGOR | Existing | RYB | 230/400 V |  |  | 5 FOOT WAYS |  | 25_4C_AL_XLPE |  |  |  | 7.986 m |  | 4 | 0
381970151 | TNB | DISTRIBUTION | KUALA SELANGOR | Existing | RYB | 230/400 V |  |  | 5 FOOT WAYS |  | 25_4C_AL_XLPE |  |  |  | 21.856 m |  | 4 | 0
381970156 | TNB | DISTRIBUTION | KUALA SELANGOR | Existing | RYB | 230/400 V |  |  | 5 FOOT WAYS |  | 25_4C_AL_XLPE |  |  |  | 6.704 m |  | 4 | 0
381970161 | TNB | DISTRIBUTION | KUALA SELANGOR | Existing | RYB | 230/400 V |  |  | SERVICE LINE |  | 25_4C_AL_XLPE |  |  |  | 3.001 m |  | 4 | 0
381970166 | TNB | DISTRIBUTION | KUALA SELANGOR | Existing | RYB | 230/400 V |  |  | SERVICE LINE |  | 25_4C_AL_XLPE |  |  |  | 2.737 m |  | 4 | 0
381970171 | TNB | DISTRIBUTION | KUALA SELANGOR | Existing | RYB | 230/400 V |  |  | SERVICE LINE |  | 25_4C_AL_XLPE |  |  |  | 3.002 m |  | 4 | 0
381970176 | TNB | DISTRIBUTION | KUALA SELANGOR | Existing | RYB | 230/400 V |  |  | SERVICE LINE |  | 25_4C_AL_XLPE |  |  |  | 3.001 m |  | 4 | 0
381970181 | TNB | DISTRIBUTION | KUALA SELANGOR | Existing | RYB | 230/400 V |  |  | SERVICE LINE |  | 25_4C_AL_XLPE |  |  |  | 3.001 m |  | 4 | 0
381970186 | TNB | DISTRIBUTION | KUALA SELANGOR | Existing | RYB | 230/400 V |  |  | SERVICE LINE |  | 25_4C_AL_XLPE |  |  |  | 3.001 m |  | 4 | 0
381970191 | TNB | DISTRIBUTION | KUALA SELANGOR | Existing | RYB | 230/400 V |  |  | SERVICE LINE |  | 25_4C_AL_XLPE |  |  |  | 3.000 m |  | 4 | 0
381970196 | TNB | DISTRIBUTION | KUALA SELANGOR | Existing | RYB | 230/400 V |  |  | SERVICE LINE |  | 25_4C_AL_XLPE |  |  |  | 3.002 m |  | 4 | 0
381970201 | TNB | DISTRIBUTION | KUALA SELANGOR | Existing | RYB | 230/400 V |  |  | 5 FOOT WAYS |  | 25_4C_AL_XLPE |  |  |  | 4.917 m |  | 4 | 0
381970206 | TNB | DISTRIBUTION | KUALA SELANGOR | Existing | RYB | 230/400 V |  |  | 5 FOOT WAYS |  | 25_4C_AL_XLPE |  |  |  | 23.860 m |  | 4 | 0
381970211 | TNB | DISTRIBUTION | KUALA SELANGOR | Existing | RYB | 230/400 V |  |  | 5 FOOT WAYS |  | 25_4C_AL_XLPE |  |  |  | 6.534 m |  | 4 | 0
381970216 | TNB | DISTRIBUTION | KUALA SELANGOR | Existing | RYB | 230/400 V |  |  | SERVICE LINE |  | 25_4C_AL_XLPE |  |  |  | 3.002 m |  | 4 | 0
381970221 | TNB | DISTRIBUTION | KUALA SELANGOR | Existing | RYB | 230/400 V |  |  | SERVICE LINE |  | 25_4C_AL_XLPE |  |  |  | 3.001 m |  | 4 | 0
381970226 | TNB | DISTRIBUTION | KUALA SELANGOR | Existing | RYB | 230/400 V |  |  | SERVICE LINE |  | 25_4C_AL_XLPE |  |  |  | 3.002 m |  | 4 | 0
381970231 | TNB | DISTRIBUTION | KUALA SELANGOR | Existing | RYB | 230/400 V |  |  | SERVICE LINE |  | 25_4C_AL_XLPE |  |  |  | 3.001 m |  | 4 | 0
381970236 | TNB | DISTRIBUTION | KUALA SELANGOR | Existing | RYB | 230/400 V |  |  | SERVICE LINE |  | 25_4C_AL_XLPE |  |  |  | 3.002 m |  | 4 | 0
381970241 | TNB | DISTRIBUTION | KUALA SELANGOR | Existing | RYB | 230/400 V |  |  | SERVICE LINE |  | 25_4C_AL_XLPE |  |  |  | 3.002 m |  | 4 | 0
381970246 | TNB | DISTRIBUTION | KUALA SELANGOR | Existing | RYB | 230/400 V |  |  | SERVICE LINE |  | 25_4C_AL_XLPE |  |  |  | 3.001 m |  | 4 | 0
381970251 | TNB | DISTRIBUTION | KUALA SELANGOR | Existing | RYB | 230/400 V |  |  | SERVICE LINE |  | 25_4C_AL_XLPE |  |  |  | 3.002 m |  | 4 | 0
381970256 | TNB | DISTRIBUTION | KUALA SELANGOR | Existing | RYB | 230/400 V |  |  | 5 FOOT WAYS |  | 25_4C_AL_XLPE |  |  |  | 15.977 m |  | 4 | 0
381970261 | TNB | DISTRIBUTION | KUALA SELANGOR | Existing | RYB | 230/400 V |  |  | 5 FOOT WAYS |  | 25_4C_AL_XLPE |  |  |  | 5.382 m |  | 4 | 0
381970266 | TNB | DISTRIBUTION | KUALA SELANGOR | Existing | RYB | 230/400 V |  |  | 5 FOOT WAYS |  | 25_4C_AL_XLPE |  |  |  | 25.122 m |  | 4 | 0
381970271 | TNB | DISTRIBUTION | KUALA SELANGOR | Existing | RYB | 230/400 V |  |  | SERVICE LINE |  | 25_4C_AL_XLPE |  |  |  | 3.001 m |  | 4 | 0
381970276 | TNB | DISTRIBUTION | KUALA SELANGOR | Existing | RYB | 230/400 V |  |  | SERVICE LINE |  | 25_4C_AL_XLPE |  |  |  | 3.001 m |  | 4 | 0
381970281 | TNB | DISTRIBUTION | KUALA SELANGOR | Existing | RYB | 230/400 V |  |  | SERVICE LINE |  | 25_4C_AL_XLPE |  |  |  | 3.002 m |  | 4 | 0
381970286 | TNB | DISTRIBUTION | KUALA SELANGOR | Existing | RYB | 230/400 V |  |  | SERVICE LINE |  | 25_4C_AL_XLPE |  |  |  | 3.000 m |  | 4 | 0
381970291 | TNB | DISTRIBUTION | KUALA SELANGOR | Existing | RYB | 230/400 V |  |  | SERVICE LINE |  | 25_4C_AL_XLPE |  |  |  | 3.001 m |  | 4 | 0
381970296 | TNB | DISTRIBUTION | KUALA SELANGOR | Existing | RYB | 230/400 V |  |  | SERVICE LINE |  | 25_4C_AL_XLPE |  |  |  | 3.002 m |  | 4 | 0
381970301 | TNB | DISTRIBUTION | KUALA SELANGOR | Existing | RYB | 230/400 V |  |  | 5 FOOT WAYS |  | 25_4C_AL_XLPE |  |  |  | 25.763 m |  | 4 | 0
381970306 | TNB | DISTRIBUTION | KUALA SELANGOR | Existing | RYB | 230/400 V |  |  | 5 FOOT WAYS |  | 25_4C_AL_XLPE |  |  |  | 4.751 m |  | 4 | 0
381970311 | TNB | DISTRIBUTION | KUALA SELANGOR | Existing | RYB | 230/400 V |  |  | SERVICE LINE |  | 25_4C_AL_XLPE |  |  |  | 3.001 m |  | 4 | 0
381970316 | TNB | DISTRIBUTION | KUALA SELANGOR | Existing | RYB | 230/400 V |  |  | SERVICE LINE |  | 25_4C_AL_XLPE |  |  |  | 3.001 m |  | 4 | 0
381970321 | TNB | DISTRIBUTION | KUALA SELANGOR | Existing | RYB | 230/400 V |  |  | SERVICE LINE |  | 25_4C_AL_XLPE |  |  |  | 3.001 m |  | 4 | 0
381970326 | TNB | DISTRIBUTION | KUALA SELANGOR | Existing | RYB | 230/400 V |  |  | SERVICE LINE |  | 25_4C_AL_XLPE |  |  |  | 3.002 m |  | 4 | 0
381970331 | TNB | DISTRIBUTION | KUALA SELANGOR | Existing | RYB | 230/400 V |  |  | SERVICE LINE |  | 25_4C_AL_XLPE |  |  |  | 3.002 m |  | 4 | 0
381970336 | TNB | DISTRIBUTION | KUALA SELANGOR | Existing | RYB | 230/400 V |  |  | SERVICE LINE |  | 25_4C_AL_XLPE |  |  |  | 3.000 m |  | 4 | 0
381970341 | TNB | DISTRIBUTION | KUALA SELANGOR | Existing | RYB | 230/400 V |  |  | 5 FOOT WAYS |  | 25_4C_AL_XLPE |  |  |  | 15.705 m |  | 4 | 0
381970346 | TNB | DISTRIBUTION | KUALA SELANGOR | Existing | RYB | 230/400 V |  |  | 5 FOOT WAYS |  | 25_4C_AL_XLPE |  |  |  | 6.422 m |  | 4 | 0
381970351 | TNB | DISTRIBUTION | KUALA SELANGOR | Existing | RYB | 230/400 V |  |  | SERVICE LINE |  | 25_4C_AL_XLPE |  |  |  | 3.001 m |  | 4 | 0
381970356 | TNB | DISTRIBUTION | KUALA SELANGOR | Existing | RYB | 230/400 V |  |  | SERVICE LINE |  | 25_4C_AL_XLPE |  |  |  | 3.001 m |  | 4 | 0
381970361 | TNB | DISTRIBUTION | KUALA SELANGOR | Existing | RYB | 230/400 V |  |  | SERVICE LINE |  | 25_4C_AL_XLPE |  |  |  | 3.002 m |  | 4 | 0
381970366 | TNB | DISTRIBUTION | KUALA SELANGOR | Existing | RYB | 230/400 V |  |  | SERVICE LINE |  | 25_4C_AL_XLPE |  |  |  | 3.000 m |  | 4 | 0
381970371 | TNB | DISTRIBUTION | KUALA SELANGOR | Existing | RYB | 230/400 V |  |  | SERVICE LINE |  | 25_4C_AL_XLPE |  |  |  | 3.001 m |  | 4 | 0
381970376 | TNB | DISTRIBUTION | KUALA SELANGOR | Existing | RYB | 230/400 V |  |  | SERVICE LINE |  | 25_4C_AL_XLPE |  |  |  | 3.001 m |  | 4 | 0
381970381 | TNB | DISTRIBUTION | KUALA SELANGOR | Existing | RYB | 230/400 V |  |  | SERVICE LINE |  | 25_4C_AL_XLPE |  |  |  | 3.002 m |  | 4 | 0
381970386 | TNB | DISTRIBUTION | KUALA SELANGOR | Existing | RYB | 230/400 V |  |  | SERVICE LINE |  | 25_4C_AL_XLPE |  |  |  | 3.001 m |  | 4 | 0
381970391 | TNB | DISTRIBUTION | KUALA SELANGOR | Existing | RYB | 230/400 V |  |  | 5 FOOT WAYS |  | 25_4C_AL_XLPE |  |  |  | 5.999 m |  | 4 | 0
381970396 | TNB | DISTRIBUTION | KUALA SELANGOR | Existing | RYB | 230/400 V |  |  | 5 FOOT WAYS |  | 25_4C_AL_XLPE |  |  |  | 23.948 m |  | 4 | 0
381970401 | TNB | DISTRIBUTION | KUALA SELANGOR | Existing | RYB | 230/400 V |  |  | 5 FOOT WAYS |  | 25_4C_AL_XLPE |  |  |  | 6.391 m |  | 4 | 0
381970406 | TNB | DISTRIBUTION | KUALA SELANGOR | Existing | RYB | 230/400 V |  |  | 5 FOOT WAYS |  | 25_4C_AL_XLPE |  |  |  | 12.339 m |  | 4 | 0
381970411 | TNB | DISTRIBUTION | KUALA SELANGOR | Existing | RYB | 230/400 V |  |  | 5 FOOT WAYS |  | 25_4C_AL_XLPE |  |  |  | 8.678 m |  | 4 | 0
381970416 | TNB | DISTRIBUTION | KUALA SELANGOR | Existing | RYB | 230/400 V |  |  | 5 FOOT WAYS |  | 25_4C_AL_XLPE |  |  |  | 15.227 m |  | 4 | 0
381970421 | TNB | DISTRIBUTION | KUALA SELANGOR | Existing | RYB | 230/400 V |  |  | 5 FOOT WAYS |  | 25_4C_AL_XLPE |  |  |  | 8.059 m |  | 4 | 0
381970426 | TNB | DISTRIBUTION | KUALA SELANGOR | Existing | RYB | 230/400 V |  |  | 5 FOOT WAYS |  | 25_4C_AL_XLPE |  |  |  | 8.341 m |  | 4 | 0
381970431 | TNB | DISTRIBUTION | KUALA SELANGOR | Existing | RYB | 230/400 V |  |  | 5 FOOT WAYS |  | 25_4C_AL_XLPE |  |  |  | 7.630 m |  | 4 | 0
381970436 | TNB | DISTRIBUTION | KUALA SELANGOR | Existing | RYB | 230/400 V |  |  | 5 FOOT WAYS |  | 25_4C_AL_XLPE |  |  |  | 7.381 m |  | 4 | 0
381970441 | TNB | DISTRIBUTION | KUALA SELANGOR | Existing | RYB | 230/400 V |  |  | 5 FOOT WAYS |  | 25_4C_AL_XLPE |  |  |  | 22.896 m |  | 4 | 0
381970446 | TNB | DISTRIBUTION | KUALA SELANGOR | Existing | RYB | 230/400 V |  |  | 5 FOOT WAYS |  | 25_4C_AL_XLPE |  |  |  | 8.056 m |  | 4 | 0
381970451 | TNB | DISTRIBUTION | KUALA SELANGOR | Existing | RYB | 230/400 V |  |  | 5 FOOT WAYS |  | 25_4C_AL_XLPE |  |  |  | 17.145 m |  | 4 | 0
381970521 | TNB | DISTRIBUTION | KUALA SELANGOR | Existing | RYB | 230/400 V |  |  | SERVICE LINE |  | 25_4C_AL_XLPE |  |  |  | 2.501 m |  | 4 | 0
381970526 | TNB | DISTRIBUTION | KUALA SELANGOR | Existing | RYB | 230/400 V |  |  | SERVICE LINE |  | 25_4C_AL_XLPE |  |  |  | 2.500 m |  | 4 | 0
381970531 | TNB | DISTRIBUTION | KUALA SELANGOR | Existing | RYB | 230/400 V |  |  | SERVICE LINE |  | 25_4C_AL_XLPE |  |  |  | 2.500 m |  | 4 | 0
381970536 | TNB | DISTRIBUTION | KUALA SELANGOR | Existing | RYB | 230/400 V |  |  | SERVICE LINE |  | 25_4C_AL_XLPE |  |  |  | 14.504 m |  | 4 | 0
381970541 | TNB | DISTRIBUTION | KUALA SELANGOR | Existing | RYB | 230/400 V |  |  | SERVICE LINE |  | 25_4C_AL_XLPE |  |  |  | 2.502 m |  | 4 | 0
381970546 | TNB | DISTRIBUTION | KUALA SELANGOR | Existing | RYB | 230/400 V |  |  | SERVICE LINE |  | 25_4C_AL_XLPE |  |  |  | 2.500 m |  | 4 | 0
381970551 | TNB | DISTRIBUTION | KUALA SELANGOR | Existing | RYB | 230/400 V |  |  | SERVICE LINE |  | 25_4C_AL_XLPE |  |  |  | 2.501 m |  | 4 | 0
381970556 | TNB | DISTRIBUTION | KUALA SELANGOR | Existing | RYB | 230/400 V |  |  | SERVICE LINE |  | 25_4C_AL_XLPE |  |  |  | 2.501 m |  | 4 | 0
381970561 | TNB | DISTRIBUTION | KUALA SELANGOR | Existing | RYB | 230/400 V |  |  | SERVICE LINE |  | 25_4C_AL_XLPE |  |  |  | 2.501 m |  | 4 | 0
381970566 | TNB | DISTRIBUTION | KUALA SELANGOR | Existing | RYB | 230/400 V |  |  | SERVICE LINE |  | 25_4C_AL_XLPE |  |  |  | 2.501 m |  | 4 | 0
381970571 | TNB | DISTRIBUTION | KUALA SELANGOR | Existing | RYB | 230/400 V |  |  | SERVICE LINE |  | 25_4C_AL_XLPE |  |  |  | 2.501 m |  | 4 | 0
381970576 | TNB | DISTRIBUTION | KUALA SELANGOR | Existing | RYB | 230/400 V |  |  | SERVICE LINE |  | 25_4C_AL_XLPE |  |  |  | 2.501 m |  | 4 | 0
381970581 | TNB | DISTRIBUTION | KUALA SELANGOR | Existing | RYB | 230/400 V |  |  | SERVICE LINE |  | 25_4C_AL_XLPE |  |  |  | 2.501 m |  | 4 | 0
381970586 | TNB | DISTRIBUTION | KUALA SELANGOR | Existing | RYB | 230/400 V |  |  | SERVICE LINE |  | 25_4C_AL_XLPE |  |  |  | 2.501 m |  | 4 | 0
381970591 | TNB | DISTRIBUTION | KUALA SELANGOR | Existing | RYB | 230/400 V |  |  | SERVICE LINE |  | 25_4C_AL_XLPE |  |  |  | 2.501 m |  | 4 | 0
381970596 | TNB | DISTRIBUTION | KUALA SELANGOR | Existing | RYB | 230/400 V |  |  | SERVICE LINE |  | 25_4C_AL_XLPE |  |  |  | 2.501 m |  | 4 | 0
381970671 | TNB | DISTRIBUTION | KUALA SELANGOR | Existing | RYB | 230/400 V |  |  | SERVICE LINE |  | 25_4C_AL_XLPE |  |  |  | 12.957 m |  | 4 | 0
381970676 | TNB | DISTRIBUTION | KUALA SELANGOR | Existing | RYB | 230/400 V |  |  | SERVICE LINE |  | 25_4C_AL_XLPE |  |  |  | 2.502 m |  | 4 | 0
381970681 | TNB | DISTRIBUTION | KUALA SELANGOR | Existing | RYB | 230/400 V |  |  | SERVICE LINE |  | 25_4C_AL_XLPE |  |  |  | 2.500 m |  | 4 | 0
381970686 | TNB | DISTRIBUTION | KUALA SELANGOR | Existing | RYB | 230/400 V |  |  | SERVICE LINE |  | 70_4C_AL_XLPE |  |  |  | 20.125 m | sl | 4 | 0
381970696 | TNB | DISTRIBUTION | KUALA SELANGOR | Existing | RYB | 230/400 V |  |  | LV LINE |  | 185_4C_AL_XLPE |  |  |  | 106.005 m |  | 4 | 0
381970701 | TNB | DISTRIBUTION | KUALA SELANGOR | Existing | RYB | 230/400 V |  |  | LV LINE |  | 185_4C_AL_XLPE |  |  |  | 43.845 m |  | 4 | 0
381970706 | TNB | DISTRIBUTION | KUALA SELANGOR | Existing | RYB | 230/400 V |  |  | LV LINE |  | 185_4C_AL_XLPE |  |  |  | 43.442 m |  | 4 | 0
381970711 | TNB | DISTRIBUTION | KUALA SELANGOR | Existing | RYB | 230/400 V |  |  | LV LINE |  | 185_4C_AL_XLPE |  |  |  | 54.325 m |  | 4 | 0
381970716 | TNB | DISTRIBUTION | KUALA SELANGOR | Existing | RYB | 230/400 V |  |  | LV LINE |  | 185_4C_AL_XLPE |  |  |  | 54.340 m |  | 4 | 0
381970721 | TNB | DISTRIBUTION | KUALA SELANGOR | Existing | RYB | 230/400 V |  |  | SERVICE LINE |  | 25_4C_AL_XLPE |  |  |  | 2.501 m |  | 4 | 0
381970726 | TNB | DISTRIBUTION | KUALA SELANGOR | Existing | RYB | 230/400 V |  |  | SERVICE LINE |  | 25_4C_AL_XLPE |  |  |  | 17.155 m |  | 4 | 0
381970731 | TNB | DISTRIBUTION | KUALA SELANGOR | Existing | RYB | 230/400 V |  |  | SERVICE LINE |  | 25_4C_AL_XLPE |  |  |  | 2.501 m |  | 4 | 0
381970736 | TNB | DISTRIBUTION | KUALA SELANGOR | Existing | RYB | 230/400 V |  |  | SERVICE LINE |  | 25_4C_AL_XLPE |  |  |  | 2.500 m |  | 4 | 0
381970741 | TNB | DISTRIBUTION | KUALA SELANGOR | Existing | RYB | 230/400 V |  |  | SERVICE LINE |  | 25_4C_AL_XLPE |  |  |  | 7.252 m |  | 4 | 0
381970746 | TNB | DISTRIBUTION | KUALA SELANGOR | Existing | RYB | 230/400 V |  |  | 5 FOOT WAYS |  | 185_4C_AL_XLPE |  |  |  | 54.732 m |  | 4 | 0
381970751 | TNB | DISTRIBUTION | KUALA SELANGOR | Existing | RYB | 230/400 V |  |  | LV LINE |  | 185_4C_AL_XLPE |  |  |  | 39.633 m | UG185XLPE (INCOMING)-PUNCA BEKALAN TIDAK DIKETAHUI. | 4 | 0
381970756 | TNB | DISTRIBUTION | KUALA SELANGOR | Existing | RYB | 230/400 V |  |  | SERVICE LINE |  | 25_4C_AL_XLPE |  |  |  | 31.850 m |  | 4 | 0
381970761 | TNB | DISTRIBUTION | KUALA SELANGOR | Existing | RYB | 230/400 V |  |  | SERVICE LINE |  | 25_4C_AL_XLPE |  |  |  | 15.408 m |  | 4 | 0
381970766 | TNB | DISTRIBUTION | KUALA SELANGOR | Existing | RYB | 230/400 V |  |  | SERVICE LINE |  | 25_4C_AL_XLPE |  |  |  | 16.869 m |  | 4 | 0
381970771 | TNB | DISTRIBUTION | KUALA SELANGOR | Existing | RYB | 230/400 V |  |  | SERVICE LINE |  | 25_4C_AL_XLPE |  |  |  | 17.143 m |  | 4 | 0
381970776 | TNB | DISTRIBUTION | KUALA SELANGOR | Existing | RYB | 230/400 V |  |  | SERVICE LINE |  | 25_4C_AL_XLPE |  |  |  | 16.132 m |  | 4 | 0
381970781 | TNB | DISTRIBUTION | KUALA SELANGOR | Existing | RYB | 230/400 V |  |  | LV LINE |  | 25_4C_AL_XLPE |  |  |  | 16.013 m |  | 4 | 0
381970786 | TNB | DISTRIBUTION | KUALA SELANGOR | Existing | RYB | 230/400 V |  |  | LV LINE |  | 25_4C_AL_XLPE |  |  |  | 17.184 m |  | 4 | 0
381970791 | TNB | DISTRIBUTION | KUALA SELANGOR | Existing | RYB | 230/400 V |  |  | LV LINE |  | 25_4C_AL_XLPE |  |  |  | 20.590 m |  | 4 | 0
381970796 | TNB | DISTRIBUTION | KUALA SELANGOR | Existing | RYB | 230/400 V |  |  | SERVICE LINE |  | 25_4C_AL_XLPE |  |  |  | 16.578 m |  | 4 | 0
381970801 | TNB | DISTRIBUTION | KUALA SELANGOR | Existing | RYB | 230/400 V |  |  | SERVICE LINE |  | 25_4C_AL_XLPE |  |  |  | 14.478 m |  | 4 | 0
381970806 | TNB | DISTRIBUTION | KUALA SELANGOR | Existing | RYB | 230/400 V |  |  | LV LINE |  | 25_4C_AL_XLPE |  |  |  | 22.001 m |  | 4 | 0
381970811 | TNB | DISTRIBUTION | KUALA SELANGOR | Existing | RYB | 230/400 V |  |  | SERVICE LINE |  | 25_4C_AL_XLPE |  |  |  | 17.137 m |  | 4 | 0
381970816 | TNB | DISTRIBUTION | KUALA SELANGOR | Existing | RYB | 230/400 V |  |  | SERVICE LINE |  | 25_4C_AL_XLPE |  |  |  | 23.199 m |  | 4 | 0
381970821 | TNB | DISTRIBUTION | KUALA SELANGOR | Existing | RYB | 230/400 V |  |  | LV LINE |  | 25_4C_AL_XLPE |  |  |  | 19.476 m |  | 4 | 0
381970826 | TNB | DISTRIBUTION | KUALA SELANGOR | Existing | RYB | 230/400 V |  |  | LV LINE |  | 25_4C_AL_XLPE |  |  |  | 32.276 m |  | 4 | 0
381970831 | TNB | DISTRIBUTION | KUALA SELANGOR | Existing | RYB | 230/400 V |  |  | LV LINE |  | 185_4C_AL_XLPE |  |  |  | 106.263 m |  | 4 | 0
381970832 | TNB | DISTRIBUTION | KUALA SELANGOR | Existing | RYB | 230/400 V |  |  | SERVICE LINE |  | 25_4C_AL_XLPE |  |  |  | 36.137 m |  | 4 | 0
381970837 | TNB | DISTRIBUTION | KUALA SELANGOR | Existing | RYB | 230/400 V |  |  | LV LINE |  | 185_4C_AL_XLPE |  |  |  | 65.659 m |  | 4 | 0
381970842 | TNB | DISTRIBUTION | KUALA SELANGOR | Existing | RYB | 230/400 V |  |  | LV LINE |  | 185_4C_AL_XLPE |  |  |  | 66.475 m |  | 4 | 0
381970847 | TNB | DISTRIBUTION | KUALA SELANGOR | Existing | RYB | 230/400 V |  |  | LV LINE |  | 185_4C_AL_XLPE |  |  |  | 24.282 m |  | 4 | 0
381970857 | TNB | DISTRIBUTION | KUALA SELANGOR | Existing | RYB | 230/400 V |  |  | SERVICE LINE |  | 25_4C_AL_XLPE |  |  |  | 26.657 m |  | 4 | 0
381970862 | TNB | DISTRIBUTION | KUALA SELANGOR | Existing | RYB | 230/400 V |  |  | 5 FOOT WAYS |  | 185_4C_AL_XLPE |  |  |  | 26.403 m |  | 4 | 0
381970867 | TNB | DISTRIBUTION | KUALA SELANGOR | Existing | RYB | 230/400 V |  |  | LV LINE |  | 185_4C_AL_XLPE |  |  |  | 19.218 m |  | 4 | 0
381970872 | TNB | DISTRIBUTION | KUALA SELANGOR | Existing | RYB | 230/400 V |  |  | LV LINE |  | 185_4C_AL_XLPE |  |  |  | 26.471 m |  | 4 | 0
381970877 | TNB | DISTRIBUTION | KUALA SELANGOR | Existing | RYB | 230/400 V |  |  | LV LINE |  | 185_4C_AL_XLPE |  |  |  | 19.251 m |  | 4 | 0
381970882 | TNB | DISTRIBUTION | KUALA SELANGOR | Existing | RYB | 230/400 V |  |  | LV LINE |  | 25_4C_AL_XLPE |  |  |  | 7.707 m |  | 4 | 0
381970887 | TNB | DISTRIBUTION | KUALA SELANGOR | Existing | RYB | 230/400 V |  |  | SERVICE LINE |  | 25_4C_AL_XLPE |  |  |  | 5.434 m |  | 4 | 0
381970892 | TNB | DISTRIBUTION | KUALA SELANGOR | Existing | RYB | 230/400 V |  |  | SERVICE LINE |  | 25_4C_AL_XLPE |  |  |  | 6.932 m |  | 4 | 0
381970897 | TNB | DISTRIBUTION | KUALA SELANGOR | Existing | RYB | 230/400 V |  |  | LV LINE |  | 25_4C_AL_XLPE |  |  |  | 5.212 m |  | 4 | 0
381970957 | TNB | DISTRIBUTION | KUALA SELANGOR | Existing | RYB | 230/400 V |  |  | LV LINE |  | 185_4C_AL_XLPE |  |  |  | 107.804 m |  | 4 | 0
381970962 | TNB | DISTRIBUTION | KUALA SELANGOR | Existing | RYB | 230/400 V |  |  | LV LINE |  | 185_4C_AL_XLPE |  |  |  | 55.033 m |  | 4 | 0
381970967 | TNB | DISTRIBUTION | KUALA SELANGOR | Existing | RYB | 230/400 V |  |  | LV LINE |  | 185_4C_AL_XLPE |  |  |  | 240.351 m |  | 4 | 0
381970972 | TNB | DISTRIBUTION | KUALA SELANGOR | Existing | RYB | 230/400 V |  |  | LV LINE |  | 185_4C_AL_XLPE |  |  |  | 86.541 m |  | 4 | 0
381970977 | TNB | DISTRIBUTION | KUALA SELANGOR | Existing | RYB | 230/400 V |  |  | LV LINE |  | 185_4C_AL_XLPE |  |  |  | 140.486 m |  | 4 | 0
381970982 | TNB | DISTRIBUTION | KUALA SELANGOR | Existing | RYB | 230/400 V |  |  | LV LINE |  | 185_4C_AL_XLPE |  |  |  | 53.905 m |  | 4 | 0
381970987 | TNB | DISTRIBUTION | KUALA SELANGOR | Existing | RYB | 230/400 V |  |  | LV LINE |  | 185_4C_AL_XLPE |  |  |  | 172.584 m |  | 4 | 0
381970992 | TNB | DISTRIBUTION | KUALA SELANGOR | Existing | RYB | 230/400 V |  |  | SERVICE LINE |  | 25_4C_AL_XLPE |  |  |  | 15.593 m |  | 4 | 0
381970997 | TNB | DISTRIBUTION | KUALA SELANGOR | Existing | RYB | 230/400 V |  |  | SERVICE LINE |  | 25_4C_AL_XLPE |  |  |  | 2.501 m |  | 4 | 0
381971002 | TNB | DISTRIBUTION | KUALA SELANGOR | Existing | RYB | 230/400 V |  |  | SERVICE LINE |  | 25_4C_AL_XLPE |  |  |  | 9.817 m |  | 4 | 0
381971007 | TNB | DISTRIBUTION | KUALA SELANGOR | Existing | RYB | 230/400 V |  |  | SERVICE LINE |  | 25_4C_AL_XLPE |  |  |  | 2.500 m |  | 4 | 0
381971012 | TNB | DISTRIBUTION | KUALA SELANGOR | Existing | RYB | 230/400 V |  |  | LV LINE |  | 185_4C_AL_XLPE |  |  |  | 125.802 m |  | 4 | 0
381971017 | TNB | DISTRIBUTION | KUALA SELANGOR | Existing | RYB | 230/400 V |  |  | LV LINE |  | 185_4C_AL_XLPE |  |  |  | 125.754 m |  | 4 | 0
381971022 | TNB | DISTRIBUTION | KUALA SELANGOR | Existing | RYB | 230/400 V |  |  | SERVICE LINE |  | 25_4C_AL_XLPE |  |  |  | 9.499 m |  | 4 | 0
381971027 | TNB | DISTRIBUTION | KUALA SELANGOR | Existing | RYB | 230/400 V |  |  | SERVICE LINE |  | 25_4C_AL_XLPE |  |  |  | 2.501 m |  | 4 | 0
381971032 | TNB | DISTRIBUTION | KUALA SELANGOR | Existing | RYB | 230/400 V |  |  | SERVICE LINE |  | 25_4C_AL_XLPE |  |  |  | 8.775 m |  | 4 | 0
381971037 | TNB | DISTRIBUTION | KUALA SELANGOR | Existing | RYB | 230/400 V |  |  | SERVICE LINE |  | 25_4C_AL_XLPE |  |  |  | 2.501 m |  | 4 | 0
381971042 | TNB | DISTRIBUTION | KUALA SELANGOR | Existing | RYB | 230/400 V |  |  | SERVICE LINE |  | 25_4C_AL_XLPE |  |  |  | 17.408 m |  | 4 | 0
381971047 | TNB | DISTRIBUTION | KUALA SELANGOR | Existing | RYB | 230/400 V |  |  | SERVICE LINE |  | 25_4C_AL_XLPE |  |  |  | 2.502 m |  | 4 | 0
381971052 | TNB | DISTRIBUTION | KUALA SELANGOR | Existing | RYB | 230/400 V |  |  | SERVICE LINE |  | 25_4C_AL_XLPE |  |  |  | 8.103 m |  | 4 | 0
381971057 | TNB | DISTRIBUTION | KUALA SELANGOR | Existing | RYB | 230/400 V |  |  | SERVICE LINE |  | 25_4C_AL_XLPE |  |  |  | 2.501 m |  | 4 | 0
381971062 | TNB | DISTRIBUTION | KUALA SELANGOR | Existing | RYB | 230/400 V |  |  | SERVICE LINE |  | 25_4C_AL_XLPE |  |  |  | 7.013 m |  | 4 | 0
381971067 | TNB | DISTRIBUTION | KUALA SELANGOR | Existing | RYB | 230/400 V |  |  | SERVICE LINE |  | 25_4C_AL_XLPE |  |  |  | 2.501 m |  | 4 | 0
381971072 | TNB | DISTRIBUTION | KUALA SELANGOR | Existing | RYB | 230/400 V |  |  | LV LINE |  | 185_4C_AL_XLPE |  |  |  | 35.879 m |  | 4 | 0
381971077 | TNB | DISTRIBUTION | KUALA SELANGOR | Existing | RYB | 230/400 V |  |  | LV LINE |  | 185_4C_AL_XLPE |  |  |  | 36.079 m |  | 4 | 0
381971082 | TNB | DISTRIBUTION | KUALA SELANGOR | Existing | RYB | 230/400 V |  |  | SERVICE LINE |  | 25_4C_AL_XLPE |  |  |  | 14.919 m |  | 4 | 0
381971087 | TNB | DISTRIBUTION | KUALA SELANGOR | Existing | RYB | 230/400 V |  |  | SERVICE LINE |  | 25_4C_AL_XLPE |  |  |  | 2.500 m |  | 4 | 0
381971092 | TNB | DISTRIBUTION | KUALA SELANGOR | Existing | RYB | 230/400 V |  |  | SERVICE LINE |  | 25_4C_AL_XLPE |  |  |  | 2.502 m |  | 4 | 0
381971097 | TNB | DISTRIBUTION | KUALA SELANGOR | Existing | RYB | 230/400 V |  |  | SERVICE LINE |  | 25_4C_AL_XLPE |  |  |  | 12.383 m |  | 4 | 0
381971102 | TNB | DISTRIBUTION | KUALA SELANGOR | Existing | RYB | 230/400 V |  |  | SERVICE LINE |  | 25_4C_AL_XLPE |  |  |  | 2.500 m |  | 4 | 0
381971107 | TNB | DISTRIBUTION | KUALA SELANGOR | Existing | RYB | 230/400 V |  |  | LV LINE |  | 185_4C_AL_XLPE |  |  |  | 8.132 m |  | 4 | 0
381971112 | TNB | DISTRIBUTION | KUALA SELANGOR | Existing | RYB | 230/400 V |  |  | LV LINE |  | 185_4C_AL_XLPE |  |  |  | 22.165 m |  | 4 | 0
381971117 | TNB | DISTRIBUTION | KUALA SELANGOR | Existing | RYB | 230/400 V |  |  | LV LINE |  | 185_4C_AL_XLPE |  |  |  | 32.389 m |  | 4 | 0
381971122 | TNB | DISTRIBUTION | KUALA SELANGOR | Existing | RYB | 230/400 V |  |  | LV LINE |  | 185_4C_AL_XLPE |  |  |  | 33.437 m |  | 4 | 0
381971127 | TNB | DISTRIBUTION | KUALA SELANGOR | Existing | RYB | 230/400 V |  |  | LV LINE |  | 185_4C_AL_XLPE |  |  |  | 37.325 m |  | 4 | 0
381971132 | TNB | DISTRIBUTION | KUALA SELANGOR | Existing | RYB | 230/400 V |  |  | SERVICE LINE |  | 70_4C_AL_XLPE |  |  |  | 3.419 m |  | 4 | 0
381971137 | TNB | DISTRIBUTION | KUALA SELANGOR | Existing | RYB | 230/400 V |  |  | SERVICE LINE |  | 70_4C_AL_XLPE |  |  |  | 0.582 m |  | 4 | 0
381971142 | TNB | DISTRIBUTION | KUALA SELANGOR | Existing | RYB | 230/400 V |  |  | SERVICE LINE |  | 70_4C_AL_XLPE |  |  |  | 7.352 m |  | 4 | 0
381971147 | TNB | DISTRIBUTION | KUALA SELANGOR | Existing | RYB | 230/400 V |  |  | SERVICE LINE |  | 185_4C_AL_XLPE |  |  |  | 9.130 m |  | 4 | 0
381971152 | TNB | DISTRIBUTION | KUALA SELANGOR | Existing | RYB | 230/400 V |  |  | SERVICE LINE |  | 185_4C_AL_XLPE |  |  |  | 1.618 m |  | 4 | 0
381971157 | TNB | DISTRIBUTION | KUALA SELANGOR | Existing | RYB | 230/400 V |  |  | LV LINE |  | 185_4C_AL_XLPE |  |  |  | 24.144 m |  | 4 | 0
381971162 | TNB | DISTRIBUTION | KUALA SELANGOR | Existing | RYB | 230/400 V |  |  | SERVICE LINE |  | 70_4C_AL_XLPE |  |  |  | 3.386 m |  | 4 | 0
381971167 | TNB | DISTRIBUTION | KUALA SELANGOR | Existing | RYB | 230/400 V |  |  | SERVICE LINE |  | 70_4C_AL_XLPE |  |  |  | 0.826 m |  | 4 | 0
381971172 | TNB | DISTRIBUTION | KUALA SELANGOR | Existing | RYB | 230/400 V |  |  | LV LINE |  | 25_4C_AL_XLPE |  |  |  | 29.645 m |  | 4 | 0
381971177 | TNB | DISTRIBUTION | KUALA SELANGOR | Existing | RYB | 230/400 V |  |  | SERVICE LINE |  | 25_4C_AL_XLPE |  |  |  | 2.501 m |  | 4 | 0
381971182 | TNB | DISTRIBUTION | KUALA SELANGOR | Existing | RYB | 230/400 V |  |  | SERVICE LINE |  | 25_4C_AL_XLPE |  |  |  | 9.982 m |  | 4 | 0
381971187 | TNB | DISTRIBUTION | KUALA SELANGOR | Existing | RYB | 230/400 V |  |  | SERVICE LINE |  | 25_4C_AL_XLPE |  |  |  | 2.657 m | 1628 | 4 | 0
381971192 | TNB | DISTRIBUTION | KUALA SELANGOR | Existing | RYB | 230/400 V |  |  | SERVICE LINE |  | 25_4C_AL_XLPE |  |  |  | 30.233 m |  | 4 | 0
381971197 | TNB | DISTRIBUTION | KUALA SELANGOR | Existing | RYB | 230/400 V |  |  | SERVICE LINE |  | 25_4C_AL_XLPE |  |  |  | 2.502 m |  | 4 | 0
381971202 | TNB | DISTRIBUTION | KUALA SELANGOR | Existing | RYB | 230/400 V |  |  | SERVICE LINE |  | 25_4C_AL_XLPE |  |  |  | 22.390 m |  | 4 | 0
381971207 | TNB | DISTRIBUTION | KUALA SELANGOR | Existing | RYB | 230/400 V |  |  | SERVICE LINE |  | 25_4C_AL_XLPE |  |  |  | 2.524 m |  | 4 | 0
381971212 | TNB | DISTRIBUTION | KUALA SELANGOR | Existing | RYB | 230/400 V |  |  | LV LINE |  | 185_4C_AL_XLPE |  |  |  | 20.412 m |  | 4 | 0
381971217 | TNB | DISTRIBUTION | KUALA SELANGOR | Existing | RYB | 230/400 V |  |  | LV LINE |  | 185_4C_AL_XLPE |  |  |  | 18.390 m | UG185XLPE X 2(INCOMING) | 4 | 0
381971222 | TNB | DISTRIBUTION | KUALA SELANGOR | Existing | RYB | 230/400 V |  |  | LV LINE |  | 185_4C_AL_XLPE |  |  |  | 19.798 m |  | 4 | 0
381971227 | TNB | DISTRIBUTION | KUALA SELANGOR | Existing | RYB | 230/400 V |  |  | SERVICE LINE |  | 25_4C_AL_XLPE |  |  |  | 30.122 m |  | 4 | 0
381971232 | TNB | DISTRIBUTION | KUALA SELANGOR | Existing | RYB | 230/400 V |  |  | SERVICE LINE |  | 25_4C_AL_XLPE |  |  |  | 2.501 m |  | 4 | 0
381971237 | TNB | DISTRIBUTION | KUALA SELANGOR | Existing | RYB | 230/400 V |  |  | SERVICE LINE |  | 25_4C_AL_XLPE |  |  |  | 29.251 m |  | 4 | 0
381971242 | TNB | DISTRIBUTION | KUALA SELANGOR | Existing | RYB | 230/400 V |  |  | SERVICE LINE |  | 25_4C_AL_XLPE |  |  |  | 2.501 m |  | 4 | 0
381971247 | TNB | DISTRIBUTION | KUALA SELANGOR | Existing | RYB | 230/400 V |  |  | SERVICE LINE |  | 25_4C_AL_XLPE |  |  |  | 18.479 m |  | 4 | 0
381971252 | TNB | DISTRIBUTION | KUALA SELANGOR | Existing | RYB | 230/400 V |  |  | SERVICE LINE |  | 25_4C_AL_XLPE |  |  |  | 2.429 m |  | 4 | 0
381971257 | TNB | DISTRIBUTION | KUALA SELANGOR | Existing | RYB | 230/400 V |  |  | SERVICE LINE |  | 25_4C_AL_XLPE |  |  |  | 27.689 m |  | 4 | 0
381971262 | TNB | DISTRIBUTION | KUALA SELANGOR | Existing | RYB | 230/400 V |  |  | LV LINE |  | 25_4C_AL_XLPE |  |  |  | 2.524 m |  | 4 | 0
381971287 | TNB | DISTRIBUTION | KUALA SELANGOR | Existing | RYB | 230/400 V |  |  | SERVICE LINE |  | 25_4C_AL_XLPE |  |  |  | 2.758 m |  | 4 | 0
381971292 | TNB | DISTRIBUTION | KUALA SELANGOR | Existing | RYB | 230/400 V |  |  | LV LINE |  | 25_4C_AL_XLPE |  |  |  | 2.831 m |  | 4 | 0
381971307 | TNB | DISTRIBUTION | KUALA SELANGOR | Existing | RYB | 230/400 V |  |  | SERVICE LINE |  | 25_4C_AL_XLPE |  |  |  | 29.300 m |  | 4 | 0
381971352 | TNB | DISTRIBUTION | KUALA SELANGOR | Existing | RYB | 230/400 V |  |  | SERVICE LINE |  | 25_4C_AL_XLPE |  |  |  | 2.501 m |  | 4 | 0
381971357 | TNB | DISTRIBUTION | KUALA SELANGOR | Existing | RYB | 230/400 V |  |  | SERVICE LINE |  | 25_4C_AL_XLPE |  |  |  | 2.501 m |  | 4 | 0
381971362 | TNB | DISTRIBUTION | KUALA SELANGOR | Existing | RYB | 230/400 V |  |  | SERVICE LINE |  | 25_4C_AL_XLPE |  |  |  | 2.502 m |  | 4 | 0
381971367 | TNB | DISTRIBUTION | KUALA SELANGOR | Existing | RYB | 230/400 V |  |  | PRIVATE LIGHT |  | 300_4C_AL_XLPE |  |  |  | 2.500 m |  | 4 | 0
381971377 | TNB | DISTRIBUTION | KUALA SELANGOR | Existing | RYB | 230/400 V |  |  | SERVICE LINE |  | 25_4C_AL_XLPE |  |  |  | 2.501 m |  | 4 | 0
381971382 | TNB | DISTRIBUTION | KUALA SELANGOR | Existing | RYB | 230/400 V |  |  | SERVICE LINE |  | 25_4C_AL_XLPE |  |  |  | 26.966 m |  | 4 | 0
381971387 | TNB | DISTRIBUTION | KUALA SELANGOR | Existing | RYB | 230/400 V |  |  | LV LINE |  | 300_4C_AL_XLPE |  |  |  | 106.853 m |  | 4 | 0
381971392 | TNB | DISTRIBUTION | KUALA SELANGOR | Existing | RYB | 230/400 V |  |  | LV LINE |  | 185_4C_AL_XLPE |  |  |  | 38.397 m |  | 4 | 0
381971402 | TNB | DISTRIBUTION | KUALA SELANGOR | Existing | RYB | 230/400 V |  |  | LV LINE |  | 185_4C_AL_XLPE |  |  |  | 28.257 m |  | 4 | 0
381971407 | TNB | DISTRIBUTION | KUALA SELANGOR | Existing | RYB | 230/400 V |  |  | LV LINE |  | 185_4C_AL_XLPE |  |  |  | 14.261 m |  | 4 | 0
381971412 | TNB | DISTRIBUTION | KUALA SELANGOR | Existing | RYB | 230/400 V |  |  | LV LINE |  | 185_4C_AL_XLPE |  |  |  | 15.024 m |  | 4 | 0
381971417 | TNB | DISTRIBUTION | KUALA SELANGOR | Existing | RYB | 230/400 V |  |  | SERVICE LINE |  | 25_4C_AL_XLPE |  |  |  | 12.165 m | SL | 4 | 0
381971422 | TNB | DISTRIBUTION | KUALA SELANGOR | Existing | RYB | 230/400 V |  |  | LV LINE |  | 185_4C_AL_XLPE |  |  |  | 7.648 m |  | 4 | 0
381971432 | TNB | DISTRIBUTION | KUALA SELANGOR | Existing | RYB | 230/400 V |  |  | SERVICE LINE |  | 120_4C_AL_XLPE |  |  |  | 75.996 m |  | 4 | 0
381971442 | TNB | DISTRIBUTION | KUALA SELANGOR | Existing | RYB | 230/400 V |  |  | SERVICE LINE |  | 25_4C_AL_XLPE |  |  |  | 54.991 m |  | 4 | 0
381971447 | TNB | DISTRIBUTION | KUALA SELANGOR | Existing | RYB | 230/400 V |  |  | SERVICE LINE |  | 25_4C_AL_XLPE |  |  |  | 2.164 m |  | 4 | 0
381971452 | TNB | DISTRIBUTION | KUALA SELANGOR | Existing | RYB | 230/400 V |  |  | LV LINE |  | 70_4C_AL_XLPE |  |  |  | 25.363 m |  | 4 | 0
381971462 | TNB | DISTRIBUTION | KUALA SELANGOR | Existing | RYB | 230/400 V |  |  | SERVICE LINE |  | 70_4C_AL_XLPE |  |  |  | 38.677 m |  | 4 | 0
381971467 | TNB | DISTRIBUTION | KUALA SELANGOR | Existing | RYB | 230/400 V |  |  | SERVICE LINE |  | 70_4C_AL_XLPE |  |  |  | 1.627 m |  | 4 | 0
381971472 | TNB | DISTRIBUTION | KUALA SELANGOR | Existing | RYB | 230/400 V |  |  | LV LINE |  | 185_4C_AL_XLPE |  |  |  | 22.753 m |  | 4 | 0
381971477 | TNB | DISTRIBUTION | KUALA SELANGOR | Existing | RYB | 230/400 V |  |  | LV LINE |  | 185_4C_AL_PILC |  |  |  | 51.433 m |  | 4 | 0
381971482 | TNB | DISTRIBUTION | KUALA SELANGOR | Existing | RYB | 230/400 V |  |  | LV LINE |  | 185_4C_AL_XLPE |  |  |  | 6.152 m |  | 4 | 0
381971492 | TNB | DISTRIBUTION | KUALA SELANGOR | Existing | R | 230/400 V |  |  | PUBLIC LIGHT |  | ARMOURED_16MM |  |  |  | 5.185 m |  | 2 | 0
381971495 | TNB | DISTRIBUTION | KUALA SELANGOR | Existing | R | 230/400 V |  |  | PUBLIC LIGHT |  | ARMOURED_16MM |  |  |  | 0.977 m |  | 2 | 0
381971498 | TNB | DISTRIBUTION | KUALA SELANGOR | Existing | RYB | 230/400 V |  |  | SERVICE LINE |  | 25_4C_AL_XLPE |  |  |  | 0.738 m |  | 4 | 0
381971503 | TNB | DISTRIBUTION | KUALA SELANGOR | Existing | RYB | 230/400 V |  |  | LV LINE |  | 185_4C_AL_XLPE |  |  |  | 126.570 m |  | 4 | 0
381971508 | TNB | DISTRIBUTION | KUALA SELANGOR | Existing | RYB | 230/400 V |  |  | LV LINE |  | 185_4C_AL_XLPE |  |  |  | 115.339 m |  | 4 | 0
381971513 | TNB | DISTRIBUTION | KUALA SELANGOR | Existing | RYB | 230/400 V |  |  | LV LINE |  | 185_4C_AL_XLPE |  |  |  | 238.087 m |  | 4 | 0
381971518 | TNB | DISTRIBUTION | KUALA SELANGOR | Existing | RYB | 230/400 V |  |  | LV LINE |  | 185_4C_AL_XLPE |  |  |  | 186.969 m |  | 4 | 0
381971523 | TNB | DISTRIBUTION | KUALA SELANGOR | Existing | RYB | 230/400 V |  |  | LV LINE |  | 185_4C_AL_XLPE |  |  |  | 43.218 m |  | 4 | 0
381971528 | TNB | DISTRIBUTION | KUALA SELANGOR | Existing | RYB | 230/400 V |  |  | SERVICE LINE |  | 25_4C_AL_XLPE |  |  |  | 10.227 m |  | 4 | 0
381971533 | TNB | DISTRIBUTION | KUALA SELANGOR | Existing | RYB | 230/400 V |  |  | SERVICE LINE |  | 25_4C_AL_XLPE |  |  |  | 1.372 m |  | 4 | 0
381971538 | TNB | DISTRIBUTION | KUALA SELANGOR | Existing | RYB | 230/400 V |  |  | LV LINE |  | 185_4C_AL_XLPE |  |  |  | 113.664 m |  | 4 | 0
381971543 | TNB | DISTRIBUTION | KUALA SELANGOR | Existing | RYB | 230/400 V |  |  | LV LINE |  | 185_4C_AL_XLPE |  |  |  | 52.189 m |  | 4 | 0
381971548 | TNB | DISTRIBUTION | KUALA SELANGOR | Existing | RYB | 230/400 V |  |  | SERVICE LINE |  | 25_4C_AL_XLPE |  |  |  | 13.096 m |  | 4 | 0
381971553 | TNB | DISTRIBUTION | KUALA SELANGOR | Existing | RYB | 230/400 V |  |  | SERVICE LINE |  | 25_4C_AL_XLPE |  |  |  | 1.291 m |  | 4 | 0
381971558 | TNB | DISTRIBUTION | KUALA SELANGOR | Existing | RYB | 230/400 V |  |  | SERVICE LINE |  | 185_4C_AL_XLPE |  |  |  | 43.850 m |  | 4 | 0
381971568 | TNB | DISTRIBUTION | KUALA SELANGOR | Existing | RYB | 230/400 V |  |  | SERVICE LINE |  | 185_4C_AL_XLPE |  |  |  | 49.363 m |  | 4 | 0
381971573 | TNB | DISTRIBUTION | KUALA SELANGOR | Existing | RYB | 230/400 V |  |  | SERVICE LINE |  | 185_4C_AL_XLPE |  |  |  | 2.564 m |  | 4 | 0
381971578 | TNB | DISTRIBUTION | KUALA SELANGOR | Existing | RYB | 230/400 V |  |  | SERVICE LINE |  | 70_4C_AL_XLPE |  |  |  | 13.783 m |  | 4 | 0
381971583 | TNB | DISTRIBUTION | KUALA SELANGOR | Existing | RYB | 230/400 V |  |  | SERVICE LINE |  | 70_4C_AL_XLPE |  |  |  | 1.246 m |  | 4 | 0
381971588 | TNB | DISTRIBUTION | KUALA SELANGOR | Existing | RYB | 230/400 V |  |  | LV LINE |  | 185_4C_AL_XLPE |  |  |  | 11.476 m |  | 4 | 0
381971593 | TNB | DISTRIBUTION | KUALA SELANGOR | Existing | RYB | 230/400 V |  |  | LV LINE |  | 185_4C_AL_XLPE |  |  |  | 11.662 m |  | 4 | 0
381971598 | TNB | DISTRIBUTION | KUALA SELANGOR | Existing | RYB | 230/400 V |  |  | LV LINE |  | 185_4C_AL_XLPE |  |  |  | 286.694 m |  | 4 | 0
381971603 | TNB | DISTRIBUTION | KUALA SELANGOR | Existing | RYB | 230/400 V |  |  | LV LINE |  | 185_4C_AL_XLPE |  |  |  | 28.273 m |  | 4 | 0
381971608 | TNB | DISTRIBUTION | KUALA SELANGOR | Existing | RYB | 230/400 V |  |  | SERVICE LINE |  | 25_4C_AL_XLPE |  |  |  | 2.711 m |  | 4 | 0
381971613 | TNB | DISTRIBUTION | KUALA SELANGOR | Existing | RYB | 230/400 V |  |  | SERVICE LINE |  | 25_4C_AL_XLPE |  |  |  | 1.702 m |  | 4 | 0
381971618 | TNB | DISTRIBUTION | KUALA SELANGOR | Existing | RYB | 230/400 V |  |  | LV LINE |  | 185_4C_AL_XLPE |  |  |  | 23.897 m |  | 4 | 0
381971623 | TNB | DISTRIBUTION | KUALA SELANGOR | Existing | RYB | 230/400 V |  |  | LV LINE |  | 185_4C_AL_XLPE |  |  |  | 25.440 m |  | 4 | 0
381971628 | TNB | DISTRIBUTION | KUALA SELANGOR | Existing | RYB | 230/400 V |  |  | LV LINE |  | 185_4C_AL_XLPE |  |  |  | 27.979 m |  | 4 | 0
381971633 | TNB | DISTRIBUTION | KUALA SELANGOR | Existing | RYB | 230/400 V |  |  | LV LINE |  | 185_4C_AL_XLPE |  |  |  | 27.701 m |  | 4 | 0
381971638 | TNB | DISTRIBUTION | KUALA SELANGOR | Existing | RYB | 230/400 V |  |  | SERVICE LINE |  | 25_4C_AL_XLPE |  |  |  | 6.107 m |  | 4 | 0
381971643 | TNB | DISTRIBUTION | KUALA SELANGOR | Existing | RYB | 230/400 V |  |  | SERVICE LINE |  | 25_4C_AL_XLPE |  |  |  | 2.295 m |  | 4 | 0
381971648 | TNB | DISTRIBUTION | KUALA SELANGOR | Existing | RYB | 230/400 V |  |  | SERVICE LINE |  | 185_4C_AL_PILC |  |  |  | 6.781 m |  | 4 | 0
381971653 | TNB | DISTRIBUTION | KUALA SELANGOR | Existing | RYB | 230/400 V |  |  | SERVICE LINE |  | 185_4C_AL_PILC |  |  |  | 4.138 m |  | 4 | 0
381971658 | TNB | DISTRIBUTION | KUALA SELANGOR | Existing | RYB | 230/400 V |  |  | SERVICE LINE |  | 25_4C_AL_XLPE |  |  |  | 18.046 m |  | 4 | 0
381971673 | TNB | DISTRIBUTION | KUALA SELANGOR | Existing | RYB | 230/400 V |  |  | SERVICE LINE |  | 25_4C_AL_XLPE |  |  |  | 19.463 m |  | 4 | 0
381971678 | TNB | DISTRIBUTION | KUALA SELANGOR | Existing | RYB | 230/400 V |  |  | SERVICE LINE |  | 25_4C_AL_XLPE |  |  |  | 2.501 m |  | 4 | 0
381971683 | TNB | DISTRIBUTION | KUALA SELANGOR | Existing | RYB | 230/400 V |  |  | SERVICE LINE |  | 25_4C_AL_XLPE |  |  |  | 16.970 m |  | 4 | 0
381971688 | TNB | DISTRIBUTION | KUALA SELANGOR | Existing | RYB | 230/400 V |  |  | SERVICE LINE |  | 25_4C_AL_XLPE |  |  |  | 2.501 m |  | 4 | 0
382029503 | TNB | DISTRIBUTION | KUALA SELANGOR | Existing | RYB | 230/400 V |  |  | SERVICE LINE |  | 185_4C_AL_XLPE |  |  |  | 39.956 m |  | 4 | 0
382029508 | TNB | DISTRIBUTION | KUALA SELANGOR | Existing | RYB | 230/400 V |  |  | SERVICE LINE |  | 185_4C_AL_XLPE |  |  |  | 40.342 m |  | 4 | 0
382029513 | TNB | DISTRIBUTION | KUALA SELANGOR | Existing | RYB | 230/400 V |  |  | SERVICE LINE |  | 185_4C_AL_XLPE |  |  |  | 40.398 m |  | 4 | 0
382103863 | TNB | DISTRIBUTION | KUALA SELANGOR | Existing | RYB | 230/400 V |  |  | LV LINE |  | 185_4C_AL_XLPE |  |  |  | 9.347 m |  | 4 | 0
382103868 | TNB | DISTRIBUTION | KUALA SELANGOR | Existing | RYB | 230/400 V |  |  | LV LINE |  | 185_4C_AL_XLPE |  |  |  | 12.533 m |  | 4 | 0
382103873 | TNB | DISTRIBUTION | KUALA SELANGOR | Existing | RYB | 230/400 V |  |  | LV LINE |  | 185_4C_AL_XLPE |  |  |  | 1.850 m |  | 4 | 0
382103878 | TNB | DISTRIBUTION | KUALA SELANGOR | Existing | RYB | 230/400 V |  |  | LV LINE |  | 185_4C_AL_XLPE |  |  |  | 44.127 m |  | 4 | 0
382103883 | TNB | DISTRIBUTION | KUALA SELANGOR | Existing | RYB | 230/400 V |  |  | LV LINE |  | 185_4C_AL_XLPE |  |  |  | 14.181 m |  | 4 | 0
382103888 | TNB | DISTRIBUTION | KUALA SELANGOR | Existing | RYB | 230/400 V |  |  | LV LINE |  | 185_4C_AL_XLPE |  |  |  | 13.579 m |  | 4 | 0
382103893 | TNB | DISTRIBUTION | KUALA SELANGOR | Existing | RYB | 230/400 V | YES | Class D | LV LINE |  | 185_4C_AL_XLPE |  |  |  | 26.740 m |  | 4 | 0
382103898 | TNB | DISTRIBUTION | KUALA SELANGOR | Existing | RYB | 230/400 V | YES | Class D | LV LINE |  | 185_4C_AL_XLPE |  |  |  | 41.404 m |  | 4 | 0
382103903 | TNB | DISTRIBUTION | KUALA SELANGOR | Existing | RYB | 230/400 V |  |  | LV LINE |  | 70_4C_AL_XLPE |  |  |  | 14.319 m |  | 4 | 0
382103908 | TNB | DISTRIBUTION | KUALA SELANGOR | Existing | RYB | 230/400 V |  |  | LV LINE |  | 70_4C_AL_XLPE |  |  |  | 67.644 m |  | 4 | 0
382103913 | TNB | DISTRIBUTION | KUALA SELANGOR | Existing | RYB | 230/400 V |  |  | LV LINE |  | 185_4C_AL_PILC |  |  |  | 28.615 m |  | 4 | 0
382103918 | TNB | DISTRIBUTION | KUALA SELANGOR | Existing | RYB | 230/400 V |  |  | SERVICE LINE |  | 70_4C_AL_XLPE |  |  |  | 5.690 m |  | 4 | 0
382103923 | TNB | DISTRIBUTION | KUALA SELANGOR | Existing | RYB | 230/400 V |  |  | SERVICE LINE |  | 70_4C_AL_XLPE |  |  |  | 17.308 m |  | 4 | 0
382103928 | TNB | DISTRIBUTION | KUALA SELANGOR | Existing | RYB | 230/400 V |  |  | SERVICE LINE |  | 25_4C_AL_XLPE |  |  |  | 8.909 m |  | 4 | 0
382103933 | TNB | DISTRIBUTION | KUALA SELANGOR | Existing | RYB | 230/400 V |  |  | SERVICE LINE |  | 25_4C_AL_XLPE |  |  |  | 1.964 m |  | 4 | 0
382103938 | TNB | DISTRIBUTION | KUALA SELANGOR | Existing | RYB | 230/400 V |  |  | SERVICE LINE |  | 70_4C_AL_XLPE |  |  |  | 4.415 m |  | 4 | 0
382103943 | TNB | DISTRIBUTION | KUALA SELANGOR | Existing | RYB | 230/400 V |  |  | SERVICE LINE |  | 70_4C_AL_XLPE |  |  |  | 1.001 m |  | 4 | 0
382103948 | TNB | DISTRIBUTION | KUALA SELANGOR | Existing | RYB | 230/400 V |  |  | LV LINE |  | 185_4C_AL_XLPE |  |  |  | 11.769 m |  | 4 | 0
382103953 | TNB | DISTRIBUTION | KUALA SELANGOR | Existing | RYB | 230/400 V |  |  | LV LINE |  | 185_4C_AL_XLPE |  |  |  | 24.333 m |  | 4 | 0
382103958 | TNB | DISTRIBUTION | KUALA SELANGOR | Existing | RYB | 230/400 V |  |  | SERVICE LINE |  | 25_4C_AL_XLPE |  |  |  | 19.985 m |  | 4 | 0
382103963 | TNB | DISTRIBUTION | KUALA SELANGOR | Existing | RYB | 230/400 V |  |  | SERVICE LINE |  | 70_4C_AL_XLPE |  |  |  | 28.719 m |  | 4 | 0
382103968 | TNB | DISTRIBUTION | KUALA SELANGOR | Existing | RYB | 230/400 V |  |  | LV LINE |  | 185_4C_AL_PILC |  |  |  | 34.057 m |  | 4 | 0
382103973 | TNB | DISTRIBUTION | KUALA SELANGOR | Existing | RYB | 230/400 V |  |  | LV LINE |  | 70_4C_AL_XLPE |  |  |  | 2.576 m |  | 4 | 0
382103978 | TNB | DISTRIBUTION | KUALA SELANGOR | Existing | RYB | 230/400 V |  |  | SERVICE LINE |  | 185_4C_AL_XLPE |  |  |  | 13.097 m |  | 4 | 0
382103983 | TNB | DISTRIBUTION | KUALA SELANGOR | Existing | RYB | 230/400 V |  |  | SERVICE LINE |  | 70_4C_AL_XLPE |  |  |  | 2.660 m |  | 4 | 0
382103988 | TNB | DISTRIBUTION | KUALA SELANGOR | Existing | RYB | 230/400 V |  |  | LV LINE |  | 185_4C_AL_PILC |  |  |  | 27.946 m |  | 4 | 0
382103993 | TNB | DISTRIBUTION | KUALA SELANGOR | Existing | RYB | 230/400 V |  |  | LV LINE |  | 185_4C_AL_XLPE |  |  |  | 42.916 m |  | 4 | 0
382104003 | TNB | DISTRIBUTION | KUALA SELANGOR | Existing | RYB | 230/400 V |  |  | SERVICE LINE |  | 25_4C_AL_XLPE |  |  |  | 9.112 m |  | 4 | 0
382104008 | TNB | DISTRIBUTION | KUALA SELANGOR | Existing | RYB | 230/400 V |  |  | SERVICE LINE |  | 25_4C_AL_XLPE |  |  |  | 2.533 m |  | 4 | 0
382104013 | TNB | DISTRIBUTION | KUALA SELANGOR | Existing | RYB | 230/400 V |  |  | SERVICE LINE |  | 25_4C_AL_XLPE |  |  |  | 17.348 m |  | 4 | 0
382104018 | TNB | DISTRIBUTION | KUALA SELANGOR | Existing | RYB | 230/400 V |  |  | SERVICE LINE |  | 25_4C_AL_XLPE |  |  |  | 2.512 m |  | 4 | 0
382104033 | TNB | DISTRIBUTION | KUALA SELANGOR | Existing | RYB | 230/400 V |  |  | LV LINE |  | 70_4C_AL_XLPE |  |  |  | 71.560 m |  | 4 | 0
382104038 | TNB | DISTRIBUTION | KUALA SELANGOR | Existing | RYB | 230/400 V |  |  | SERVICE LINE |  | 25_4C_AL_XLPE |  |  |  | 4.264 m |  | 4 | 0
382104043 | TNB | DISTRIBUTION | KUALA SELANGOR | Existing | RYB | 230/400 V |  |  | SERVICE LINE |  | 25_4C_AL_XLPE |  |  |  | 0.936 m |  | 4 | 0
382104048 | TNB | DISTRIBUTION | KUALA SELANGOR | Existing | RYB | 230/400 V |  |  | SERVICE LINE |  | 25_4C_AL_XLPE |  |  |  | 4.364 m |  | 4 | 0
382104053 | TNB | DISTRIBUTION | KUALA SELANGOR | Existing | RYB | 230/400 V |  |  | SERVICE LINE |  | 25_4C_AL_XLPE |  |  |  | 0.773 m |  | 4 | 0
382104058 | TNB | DISTRIBUTION | KUALA SELANGOR | Existing | RYB | 230/400 V |  |  | SERVICE LINE |  | 25_4C_AL_XLPE |  |  |  | 11.863 m | LAMPU MAJLIS | 4 | 0
382104063 | TNB | DISTRIBUTION | KUALA SELANGOR | Existing | RYB | 230/400 V |  |  | SERVICE LINE |  | 25_4C_AL_XLPE |  |  |  | 2.034 m |  | 4 | 0
382104068 | TNB | DISTRIBUTION | KUALA SELANGOR | Existing | RYB | 230/400 V |  |  | SERVICE LINE |  | 25_4C_AL_XLPE |  |  |  | 1.696 m |  | 4 | 0
382104073 | TNB | DISTRIBUTION | KUALA SELANGOR | Existing | RYB | 230/400 V |  |  | LV LINE |  | 185_4C_AL_XLPE |  |  |  | 80.777 m |  | 4 | 0
382104078 | TNB | DISTRIBUTION | KUALA SELANGOR | Existing | RYB | 230/400 V |  |  | SERVICE LINE |  | 25_4C_AL_XLPE |  |  |  | 24.630 m |  | 4 | 0
382104083 | TNB | DISTRIBUTION | KUALA SELANGOR | Existing | RYB | 230/400 V |  |  | SERVICE LINE |  | 25_4C_AL_XLPE |  |  |  | 3.570 m |  | 4 | 0
382104088 | TNB | DISTRIBUTION | KUALA SELANGOR | Existing | RYB | 230/400 V |  |  | LV LINE |  | 70_4C_AL_XLPE |  |  |  | 88.624 m |  | 4 | 0
382104093 | TNB | DISTRIBUTION | KUALA SELANGOR | Existing | RYB | 230/400 V |  |  | LV LINE |  | 185_4C_AL_XLPE |  |  |  | 33.092 m |  | 4 | 0
382104098 | TNB | DISTRIBUTION | KUALA SELANGOR | Existing | RYB | 230/400 V |  |  | LV LINE |  | 120_4C_AL_XLPE |  |  |  | 35.141 m |  | 4 | 0
382104108 | TNB | DISTRIBUTION | KUALA SELANGOR | Existing | RYB | 230/400 V |  |  | LV LINE |  | 185_4C_AL_XLPE |  |  |  | 42.669 m |  | 4 | 0
382104113 | TNB | DISTRIBUTION | KUALA SELANGOR | Existing | RYB | 230/400 V |  |  | LV LINE |  | 185_4C_AL_XLPE |  |  |  | 4.267 m |  | 4 | 0
382104123 | TNB | DISTRIBUTION | KUALA SELANGOR | Existing | RYB | 230/400 V |  |  | LV LINE |  | 185_4C_AL_XLPE |  |  |  | 1.624 m |  | 4 | 0
382104128 | TNB | DISTRIBUTION | KUALA SELANGOR | Existing | RYB | 230/400 V |  |  | LV LINE |  | 185_4C_AL_XLPE |  |  |  | 36.432 m |  | 4 | 0
382104133 | TNB | DISTRIBUTION | KUALA SELANGOR | Existing | RYB | 230/400 V |  |  | SERVICE LINE |  | 25_4C_AL_XLPE |  |  |  | 2.341 m |  | 4 | 0
382104138 | TNB | DISTRIBUTION | KUALA SELANGOR | Existing | RYB | 230/400 V |  |  | SERVICE LINE |  | 25_4C_AL_XLPE |  |  |  | 1.299 m |  | 4 | 0
382104153 | TNB | DISTRIBUTION | KUALA SELANGOR | Existing | RYB | 230/400 V |  |  | SERVICE LINE |  | 185_4C_AL_XLPE |  |  |  | 36.975 m |  | 4 | 0
382104158 | TNB | DISTRIBUTION | KUALA SELANGOR | Existing | RYB | 230/400 V |  |  | LV LINE |  | 185_4C_AL_XLPE |  |  |  | 121.887 m | 2 | 4 | 0
382104163 | TNB | DISTRIBUTION | KUALA SELANGOR | Existing | RYB | 230/400 V |  |  | SERVICE LINE |  | 185_4C_AL_XLPE |  |  |  | 1264.381 m |  | 4 | 0
382104168 | TNB | DISTRIBUTION | KUALA SELANGOR | Existing | RYB | 230/400 V |  |  | SERVICE LINE |  | 25_4C_AL_XLPE |  |  |  | 8.899 m |  | 4 | 0
382104173 | TNB | DISTRIBUTION | KUALA SELANGOR | Existing | RYB | 230/400 V |  |  | SERVICE LINE |  | 25_4C_AL_XLPE |  |  |  | 2.269 m |  | 4 | 0
382104183 | TNB | DISTRIBUTION | KUALA SELANGOR | Existing | RYB | 230/400 V |  |  | LV LINE |  | 185_4C_AL_XLPE |  |  |  | 11.021 m |  | 4 | 0
382104188 | TNB | DISTRIBUTION | KUALA SELANGOR | Existing | RYB | 230/400 V |  |  | SERVICE LINE |  | 185_4C_AL_XLPE |  |  |  | 1.782 m |  | 4 | 0
382104203 | TNB | DISTRIBUTION | KUALA SELANGOR | Existing | RYB | 230/400 V |  |  | LV LINE |  | 70_4C_AL_XLPE |  |  |  | 11.827 m |  | 4 | 0
382104208 | TNB | DISTRIBUTION | KUALA SELANGOR | Existing | RYB | 230/400 V |  |  | LV LINE |  | 185_4C_AL_XLPE |  |  |  | 23.853 m |  | 4 | 0
382104213 | TNB | DISTRIBUTION | KUALA SELANGOR | Existing | RYB | 230/400 V |  |  | LV LINE |  | 185_4C_AL_XLPE |  |  |  | 30.726 m |  | 4 | 0
382104218 | TNB | DISTRIBUTION | KUALA SELANGOR | Existing | RYB | 230/400 V |  |  | LV LINE |  | 185_4C_AL_XLPE |  |  |  | 10.910 m |  | 4 | 0
382104223 | TNB | DISTRIBUTION | KUALA SELANGOR | Existing | RYB | 230/400 V |  |  | LV LINE |  | 185_4C_AL_XLPE |  |  |  | 8.655 m |  | 4 | 0
382104228 | TNB | DISTRIBUTION | KUALA SELANGOR | Existing | RYB | 230/400 V |  |  | LV LINE |  | 185_4C_AL_XLPE |  |  |  | 158.632 m |  | 4 | 0
382104233 | TNB | DISTRIBUTION | KUALA SELANGOR | Existing | RYB | 230/400 V |  |  | LV LINE |  | 185_4C_AL_XLPE |  |  |  | 158.263 m |  | 4 | 0
382104238 | TNB | DISTRIBUTION | KUALA SELANGOR | Existing | RYB | 230/400 V |  |  | LV LINE |  | 185_4C_AL_XLPE |  |  |  | 23.041 m |  | 4 | 0
382104243 | TNB | DISTRIBUTION | KUALA SELANGOR | Existing | RYB | 230/400 V |  |  | LV LINE |  | 185_4C_AL_XLPE |  |  |  | 339.340 m |  | 4 | 0
382104248 | TNB | DISTRIBUTION | KUALA SELANGOR | Existing | RYB | 230/400 V |  |  | LV LINE |  | 185_4C_AL_XLPE |  |  |  | 344.045 m |  | 4 | 0
382104253 | TNB | DISTRIBUTION | KUALA SELANGOR | Existing | RYB | 230/400 V |  |  | LV LINE |  | 185_4C_AL_XLPE |  |  |  | 27.376 m |  | 4 | 0
382104258 | TNB | DISTRIBUTION | KUALA SELANGOR | Existing | RYB | 230/400 V |  |  | LV LINE |  | 185_4C_AL_XLPE |  |  |  | 25.135 m |  | 4 | 0
382104263 | TNB | DISTRIBUTION | KUALA SELANGOR | Existing | RYB | 230/400 V |  |  | LV LINE |  | 185_4C_AL_XLPE |  |  |  | 37.361 m |  | 4 | 0
382104268 | TNB | DISTRIBUTION | KUALA SELANGOR | Existing | RYB | 230/400 V |  |  | LV LINE |  | 185_4C_AL_XLPE |  |  |  | 78.008 m |  | 4 | 0
382104273 | TNB | DISTRIBUTION | KUALA SELANGOR | Existing | RYB | 230/400 V |  |  | LV LINE |  | 185_4C_AL_XLPE |  |  |  | 126.681 m |  | 4 | 0
382104278 | TNB | DISTRIBUTION | KUALA SELANGOR | Existing | RYB | 230/400 V |  |  | LV LINE |  | 185_4C_AL_PILC |  |  |  | 15.362 m |  | 4 | 0
382104283 | TNB | DISTRIBUTION | KUALA SELANGOR | Existing | RYB | 230/400 V |  |  | LV LINE |  | 185_4C_AL_XLPE |  |  |  | 45.030 m |  | 4 | 0
382104288 | TNB | DISTRIBUTION | KUALA SELANGOR | Existing | RYB | 230/400 V |  |  | LV LINE |  | 70_4C_AL_XLPE |  |  |  | 153.179 m |  | 4 | 0
382104293 | TNB | DISTRIBUTION | KUALA SELANGOR | Existing | RYB | 230/400 V |  |  | LV LINE |  | 185_4C_AL_XLPE |  |  |  | 55.846 m |  | 4 | 0
382104298 | TNB | DISTRIBUTION | KUALA SELANGOR | Existing | RYB | 230/400 V |  |  | LV LINE |  | 185_4C_AL_XLPE |  |  |  | 15.106 m |  | 4 | 0
382105213 | TNB | DISTRIBUTION | KUALA SELANGOR | Existing | RYB | 230/400 V |  |  | SERVICE LINE |  | 185_4C_AL_XLPE |  |  |  | 25.049 m |  | 4 | 0
382105218 | TNB | DISTRIBUTION | KUALA SELANGOR | Existing | RYB | 230/400 V |  |  | LV LINE |  | 185_4C_AL_XLPE |  |  |  | 55.821 m |  | 4 | 0
382105250 | TNB | DISTRIBUTION | KUALA SELANGOR | Existing | RYB | 230/400 V |  |  | SERVICE LINE |  | 185_4C_AL_XLPE |  |  |  | 42.881 m |  | 4 | 0
382105277 | TNB | DISTRIBUTION | KUALA SELANGOR | Existing | RYB | 230/400 V |  |  | SERVICE LINE |  | 185_4C_AL_XLPE |  |  |  | 15.796 m |  | 4 | 0
382105347 | TNB | DISTRIBUTION | KUALA SELANGOR | Existing | RYB | 230/400 V |  |  | SERVICE LINE |  | 185_4C_AL_XLPE |  |  |  | 24.985 m |  | 4 | 0
382105352 | TNB | DISTRIBUTION | KUALA SELANGOR | Existing | RYB | 230/400 V |  |  | SERVICE LINE |  | 185_4C_AL_XLPE |  |  |  | 25.669 m |  | 4 | 0
382105357 | TNB | DISTRIBUTION | KUALA SELANGOR | Existing | RYB | 230/400 V |  |  | SERVICE LINE |  | 185_4C_AL_XLPE |  |  |  | 27.450 m |  | 4 | 0
382105414 | TNB | DISTRIBUTION | KUALA SELANGOR | Existing | RYB | 230/400 V |  |  | SERVICE LINE |  | 185_4C_AL_XLPE |  |  |  | 17.836 m |  | 4 | 0
382110130 | TNB | DISTRIBUTION | KUALA SELANGOR | Existing | RYB | 230/400 V |  |  | LV LINE |  | 120_4C_AL_XLPE |  |  |  | 26.694 m |  | 4 | 0
382110135 | TNB | DISTRIBUTION | KUALA SELANGOR | Existing | RYB | 230/400 V |  |  | LV LINE |  | 120_4C_AL_XLPE |  |  |  | 29.086 m |  | 4 | 0
382110140 | TNB | DISTRIBUTION | KUALA SELANGOR | Existing | RYB | 230/400 V |  |  | LV LINE |  | 120_4C_AL_XLPE |  |  |  | 26.827 m |  | 4 | 0
382110145 | TNB | DISTRIBUTION | KUALA SELANGOR | Existing | RYB | 230/400 V |  |  | SERVICE LINE |  | 70_4C_AL_XLPE |  |  |  | 36.775 m |  | 4 | 0
382110150 | TNB | DISTRIBUTION | KUALA SELANGOR | Existing | RYB | 230/400 V |  |  | LV LINE |  | 120_4C_AL_XLPE |  |  |  | 10.469 m |  | 4 | 0
382110155 | TNB | DISTRIBUTION | KUALA SELANGOR | Existing | RYB | 230/400 V |  |  | LV LINE |  | 120_4C_AL_XLPE |  |  |  | 12.266 m |  | 4 | 0
382110160 | TNB | DISTRIBUTION | KUALA SELANGOR | Existing | RYB | 230/400 V |  |  | LV LINE |  | 120_4C_AL_XLPE |  |  |  | 43.259 m |  | 4 | 0
382110165 | TNB | DISTRIBUTION | KUALA SELANGOR | Existing | RYB | 230/400 V |  |  | LV LINE |  | 120_4C_AL_XLPE |  |  |  | 41.978 m |  | 4 | 0
382110170 | TNB | DISTRIBUTION | KUALA SELANGOR | Existing | RYB | 230/400 V |  |  | LV LINE |  | 185_4C_AL_XLPE |  |  |  | 34.749 m |  | 4 | 0
382110175 | TNB | DISTRIBUTION | KUALA SELANGOR | Existing | RYB | 230/400 V |  |  | LV LINE |  | 185_4C_AL_PILC |  |  |  | 71.252 m |  | 4 | 0
382114474 | TNB | DISTRIBUTION | KUALA SELANGOR | Existing | RYB | 230/400 V |  |  | LV LINE |  | 185_4C_AL_PILC |  |  |  | 70.504 m |  | 4 | 0
382114479 | TNB | DISTRIBUTION | KUALA SELANGOR | Existing | RYB | 230/400 V |  |  | SERVICE LINE |  | 70_4C_AL_PILC |  |  |  | 15.907 m |  | 4 | 0
382114484 | TNB | DISTRIBUTION | KUALA SELANGOR | Existing | RYB | 230/400 V |  |  | SERVICE LINE |  | 70_4C_AL_PILC |  |  |  | 1.361 m |  | 4 | 0
382114489 | TNB | DISTRIBUTION | KUALA SELANGOR | Existing | RYB | 230/400 V |  |  | LV LINE |  | 185_4C_AL_XLPE |  |  |  | 13.482 m |  | 4 | 0
382114494 | TNB | DISTRIBUTION | KUALA SELANGOR | Existing | RYB | 230/400 V |  |  | LV LINE |  | 185_4C_AL_XLPE |  |  |  | 1.846 m |  | 4 | 0
382114499 | TNB | DISTRIBUTION | KUALA SELANGOR | Existing | RYB | 230/400 V |  |  | SERVICE LINE |  | 185_4C_AL_XLPE |  |  |  | 31.713 m |  | 4 | 0
382114504 | TNB | DISTRIBUTION | KUALA SELANGOR | Existing | RYB | 230/400 V |  |  | LV LINE |  | 185_4C_AL_XLPE |  |  |  | 2.486 m |  | 4 | 0
382114514 | TNB | DISTRIBUTION | KUALA SELANGOR | Existing | RYB | 230/400 V |  |  | SERVICE LINE |  | 25_4C_AL_XLPE |  |  |  | 4.710 m |  | 4 | 0
382114515 | TNB | DISTRIBUTION | KUALA SELANGOR | Existing | RYB | 230/400 V |  |  | SERVICE LINE |  | 25_4C_AL_XLPE |  |  |  | 0.827 m |  | 4 | 0
382114516 | TNB | DISTRIBUTION | KUALA SELANGOR | Existing | R | 230/400 V |  |  | SERVICE LINE |  | ARMOURED_16MM |  |  |  | 1.281 m |  | 2 | 0
382114517 | TNB | DISTRIBUTION | KUALA SELANGOR | Existing | R | 230/400 V |  |  | SERVICE LINE |  | ARMOURED_16MM |  |  |  | 0.493 m |  | 2 | 0
382114518 | TNB | DISTRIBUTION | KUALA SELANGOR | Existing | RYB | 230/400 V |  |  | SERVICE LINE |  | 25_4C_AL_XLPE |  |  |  | 1.204 m | SL PANEL | 4 | 0
382114519 | TNB | DISTRIBUTION | KUALA SELANGOR | Existing | RYB | 230/400 V |  |  | LV LINE |  | 185_4C_AL_XLPE |  |  |  | 54.027 m |  | 4 | 0
382114524 | TNB | DISTRIBUTION | KUALA SELANGOR | Existing | RYB | 230/400 V |  |  | LV LINE |  | 185_4C_AL_XLPE |  |  |  | 116.347 m |  | 4 | 0
382114529 | TNB | DISTRIBUTION | KUALA SELANGOR | Existing | RYB | 230/400 V |  |  | LV LINE |  | 185_4C_AL_XLPE |  |  |  | 101.636 m |  | 4 | 0
382114534 | TNB | DISTRIBUTION | KUALA SELANGOR | Existing | RYB | 230/400 V |  |  | LV LINE |  | 185_4C_AL_XLPE |  |  |  | 41.919 m |  | 4 | 0
382114539 | TNB | DISTRIBUTION | KUALA SELANGOR | Existing | RYB | 230/400 V |  |  | LV LINE |  | 185_4C_AL_XLPE |  |  |  | 3.127 m |  | 4 | 0
382114544 | TNB | DISTRIBUTION | KUALA SELANGOR | Existing | RYB | 230/400 V |  |  | LV LINE |  | 185_4C_AL_XLPE |  |  |  | 98.818 m |  | 4 | 0
382114549 | TNB | DISTRIBUTION | KUALA SELANGOR | Existing | RYB | 230/400 V |  |  | LV LINE |  | 185_4C_AL_XLPE |  |  |  | 98.645 m |  | 4 | 0
382114554 | TNB | DISTRIBUTION | KUALA SELANGOR | Existing | RYB | 230/400 V |  |  | LV LINE |  | 185_4C_AL_XLPE |  |  |  | 154.701 m |  | 4 | 0
382114562 | TNB | DISTRIBUTION | KUALA SELANGOR | Existing | RYB | 230/400 V |  |  | LV LINE |  | 185_4C_AL_XLPE |  |  |  | 68.989 m |  | 4 | 0
382114573 | TNB | DISTRIBUTION | KUALA SELANGOR | Existing | RYB | 230/400 V |  |  | LV LINE |  | 185_4C_AL_PILC |  |  |  | 37.577 m |  | 4 | 0
382114578 | TNB | DISTRIBUTION | KUALA SELANGOR | Existing | RYB | 230/400 V |  |  | SERVICE LINE |  | 70_4C_AL_XLPE |  |  |  | 18.963 m |  | 4 | 0
382114583 | TNB | DISTRIBUTION | KUALA SELANGOR | Existing | RYB | 230/400 V |  |  | LV LINE |  | 185_4C_AL_XLPE |  |  |  | 34.368 m |  | 4 | 0
382114593 | TNB | DISTRIBUTION | KUALA SELANGOR | Existing | RYB | 230/400 V |  |  | LV LINE |  | 185_4C_AL_XLPE |  |  |  | 111.509 m |  | 4 | 0
382114598 | TNB | DISTRIBUTION | KUALA SELANGOR | Existing | RYB | 230/400 V |  |  | LV LINE |  | 185_4C_AL_XLPE |  |  |  | 58.515 m |  | 4 | 0
382114603 | TNB | DISTRIBUTION | KUALA SELANGOR | Existing | RYB | 230/400 V |  |  | LV LINE |  | 185_4C_AL_XLPE |  |  |  | 75.490 m |  | 4 | 0
382114626 | TNB | DISTRIBUTION | KUALA SELANGOR | Existing | RYB | 230/400 V |  |  | LV LINE |  | 185_4C_AL_XLPE |  |  |  | 145.210 m |  | 4 | 0
382114631 | TNB | DISTRIBUTION | KUALA SELANGOR | Existing | RYB | 230/400 V |  |  | LV LINE |  | 185_4C_AL_XLPE |  |  |  | 8.237 m | KEDAI PERABOT GAYA SDN BHD | 4 | 0
382114636 | TNB | DISTRIBUTION | KUALA SELANGOR | Existing | RYB | 230/400 V |  |  | LV LINE |  | 120_4C_AL_XLPE |  |  |  | 172.594 m | KEDAI PERABOT GAYA SDN BHD | 4 | 0
382114641 | TNB | DISTRIBUTION | KUALA SELANGOR | Existing | RYB | 230/400 V |  |  | LV LINE |  | 120_4C_AL_XLPE |  |  |  | 167.133 m | KEDAI PERABOT GAYA SDN BHD | 4 | 0
382114646 | TNB | DISTRIBUTION | KUALA SELANGOR | Existing | RYB | 230/400 V |  |  | SERVICE LINE |  | 185_4C_AL_XLPE |  |  |  | 2.908 m |  | 4 | 0
382114651 | TNB | DISTRIBUTION | KUALA SELANGOR | Existing | RYB | 230/400 V |  |  | SERVICE LINE |  | 185_4C_AL_XLPE |  |  |  | 4.881 m |  | 4 | 0
382114656 | TNB | DISTRIBUTION | KUALA SELANGOR | Existing | RYB | 230/400 V |  |  | 5 FOOT WAYS |  | 185_4C_AL_XLPE |  |  |  | 3.188 m |  | 4 | 0
382114661 | TNB | DISTRIBUTION | KUALA SELANGOR | Existing | RYB | 230/400 V |  |  | 5 FOOT WAYS |  | 185_4C_AL_XLPE |  |  |  | 175.720 m |  | 4 | 0
382114681 | TNB | DISTRIBUTION | KUALA SELANGOR | Existing | RYB | 230/400 V |  |  | SERVICE LINE |  | 25_4C_AL_XLPE |  |  |  | 9.388 m | KEDAI PERABOT GAYA SDN BHD | 4 | 0
382114686 | TNB | DISTRIBUTION | KUALA SELANGOR | Existing | RYB | 230/400 V |  |  | SERVICE LINE |  | 70_4C_AL_PILC |  |  |  | 12.787 m |  | 4 | 0
382114691 | TNB | DISTRIBUTION | KUALA SELANGOR | Existing | RYB | 230/400 V |  |  | LV LINE |  | 120_4C_AL_PILC |  |  |  | 122.350 m |  | 4 | 0
382114701 | TNB | DISTRIBUTION | KUALA SELANGOR | Existing | RYB | 230/400 V |  |  | LV LINE |  | 120_4C_AL_XLPE |  |  |  | 53.879 m |  | 4 | 0
382114706 | TNB | DISTRIBUTION | KUALA SELANGOR | Existing | RYB | 230/400 V |  |  | LV LINE |  | 120_4C_AL_XLPE |  |  |  | 55.285 m |  | 4 | 0
382114711 | TNB | DISTRIBUTION | KUALA SELANGOR | Existing | RYB | 230/400 V |  |  | LV LINE |  | 120_4C_AL_XLPE |  |  |  | 58.723 m |  | 4 | 0
382114716 | TNB | DISTRIBUTION | KUALA SELANGOR | Existing | RYB | 230/400 V |  |  | LV LINE |  | 120_4C_AL_XLPE |  |  |  | 38.985 m |  | 4 | 0
382114721 | TNB | DISTRIBUTION | KUALA SELANGOR | Existing | RYB | 230/400 V |  |  | LV LINE |  | 120_4C_AL_XLPE |  |  |  | 9.110 m |  | 4 | 0
382114726 | TNB | DISTRIBUTION | KUALA SELANGOR | Existing | RYB | 230/400 V |  |  | SERVICE LINE |  | 70_4C_AL_XLPE |  |  |  | 4.253 m |  | 4 | 0
382114731 | TNB | DISTRIBUTION | KUALA SELANGOR | Existing | RYB | 230/400 V |  |  | LV LINE |  | 120_4C_AL_XLPE |  |  |  | 19.244 m |  | 4 | 0
382114736 | TNB | DISTRIBUTION | KUALA SELANGOR | Existing | RYB | 230/400 V |  |  | LV LINE |  | 120_4C_AL_XLPE |  |  |  | 21.061 m |  | 4 | 0
382114741 | TNB | DISTRIBUTION | KUALA SELANGOR | Existing | RYB | 230/400 V |  |  | LV LINE |  | 120_4C_AL_XLPE |  |  |  | 17.213 m |  | 4 | 0
382114746 | TNB | DISTRIBUTION | KUALA SELANGOR | Existing | RYB | 230/400 V |  |  | SERVICE LINE |  | 25_4C_AL_XLPE |  |  |  | 8.006 m |  | 4 | 0
382114751 | TNB | DISTRIBUTION | KUALA SELANGOR | Existing | RYB | 230/400 V |  |  | SERVICE LINE |  | 25_4C_AL_XLPE |  |  |  | 2.883 m |  | 4 | 0
382114756 | TNB | DISTRIBUTION | KUALA SELANGOR | Existing | RYB | 230/400 V |  |  | SERVICE LINE |  | 25_4C_AL_XLPE |  |  |  | 16.333 m |  | 4 | 0
382114761 | TNB | DISTRIBUTION | KUALA SELANGOR | Existing | RYB | 230/400 V |  |  | SERVICE LINE |  | 25_4C_AL_XLPE |  |  |  | 2.958 m |  | 4 | 0
382114766 | TNB | DISTRIBUTION | KUALA SELANGOR | Existing | RYB | 230/400 V |  |  | LV LINE |  | 120_4C_AL_PILC |  |  |  | 76.438 m |  | 4 | 0
382114773 | TNB | DISTRIBUTION | KUALA SELANGOR | Existing | RYB | 230/400 V |  |  | SERVICE LINE |  | 70_4C_AL_XLPE |  |  |  | 10.841 m |  | 4 | 0
382114778 | TNB | DISTRIBUTION | KUALA SELANGOR | Existing | RYB | 230/400 V |  |  | SERVICE LINE |  | 70_4C_AL_XLPE |  |  |  | 2.852 m |  | 4 | 0
382114783 | TNB | DISTRIBUTION | KUALA SELANGOR | Existing | RYB | 230/400 V |  |  | LV LINE |  | 185_4C_AL_XLPE |  |  |  | 27.054 m |  | 4 | 0
382114793 | TNB | DISTRIBUTION | KUALA SELANGOR | Existing | RYB | 230/400 V |  |  | LV LINE |  | 185_4C_AL_XLPE |  |  |  | 44.669 m |  | 4 | 0
382114798 | TNB | DISTRIBUTION | KUALA SELANGOR | Existing | RYB | 230/400 V |  |  | LV LINE |  | 300_4C_AL_XLPE |  |  |  | 71.253 m |  | 4 | 0
382114803 | TNB | DISTRIBUTION | KUALA SELANGOR | Existing | RYB | 230/400 V |  |  | LV LINE |  | 185_4C_AL_XLPE |  |  |  | 116.607 m |  | 4 | 0
382114813 | TNB | DISTRIBUTION | KUALA SELANGOR | Existing | RYB | 230/400 V |  |  | LV LINE |  | 185_4C_AL_XLPE |  |  |  | 97.763 m |  | 4 | 0
382114818 | TNB | DISTRIBUTION | KUALA SELANGOR | Existing | RYB | 230/400 V |  |  | LV LINE |  | 185_4C_AL_XLPE |  |  |  | 94.603 m |  | 4 | 0
382114823 | TNB | DISTRIBUTION | KUALA SELANGOR | Existing | RYB | 230/400 V |  |  | LV LINE |  | 120_4C_AL_XLPE |  |  |  | 73.537 m |  | 4 | 0
382114828 | TNB | DISTRIBUTION | KUALA SELANGOR | Existing | RYB | 230/400 V |  |  | SERVICE LINE |  | 25_4C_AL_XLPE |  |  |  | 20.353 m |  | 4 | 0
382114833 | TNB | DISTRIBUTION | KUALA SELANGOR | Existing | RYB | 230/400 V |  |  | LV LINE |  | 120_4C_AL_XLPE |  |  |  | 188.691 m |  | 4 | 0
382114838 | TNB | DISTRIBUTION | KUALA SELANGOR | Existing | RYB | 230/400 V |  |  | LV LINE |  | 120_4C_AL_XLPE |  |  |  | 184.953 m |  | 4 | 0
382114843 | TNB | DISTRIBUTION | KUALA SELANGOR | Existing | RYB | 230/400 V |  |  | LV LINE |  | 120_4C_AL_XLPE |  |  |  | 45.592 m |  | 4 | 0
382114848 | TNB | DISTRIBUTION | KUALA SELANGOR | Existing | RYB | 230/400 V |  |  | LV LINE |  | 120_4C_AL_XLPE |  |  |  | 1.986 m |  | 4 | 0
382114853 | TNB | DISTRIBUTION | KUALA SELANGOR | Existing | RYB | 230/400 V |  |  | LV LINE |  | 120_4C_AL_PILC |  |  |  | 22.994 m |  | 4 | 0
382114858 | TNB | DISTRIBUTION | KUALA SELANGOR | Existing | RYB | 230/400 V |  |  | LV LINE |  | 185_4C_AL_XLPE |  |  |  | 25.610 m |  | 4 | 0
382114863 | TNB | DISTRIBUTION | KUALA SELANGOR | Existing | RYB | 230/400 V |  |  | LV LINE |  | 185_4C_AL_XLPE |  |  |  | 66.018 m |  | 4 | 0
382114868 | TNB | DISTRIBUTION | KUALA SELANGOR | Existing | RYB | 230/400 V |  |  | SERVICE LINE |  | 25_4C_AL_XLPE |  |  |  | 6.704 m |  | 4 | 0
382114873 | TNB | DISTRIBUTION | KUALA SELANGOR | Existing | RYB | 230/400 V |  |  | SERVICE LINE |  | 25_4C_AL_XLPE |  |  |  | 2.633 m |  | 4 | 0
382114878 | TNB | DISTRIBUTION | KUALA SELANGOR | Existing | RYB | 230/400 V |  |  | SERVICE LINE |  | 70_4C_AL_XLPE |  |  |  | 32.668 m |  | 4 | 0
382114883 | TNB | DISTRIBUTION | KUALA SELANGOR | Existing | RYB | 230/400 V |  |  | SERVICE LINE |  | 70_4C_AL_XLPE |  |  |  | 5.084 m |  | 4 | 0
382114898 | TNB | DISTRIBUTION | KUALA SELANGOR | Existing | RYB | 230/400 V |  |  | LV LINE |  | 185_4C_AL_XLPE |  |  |  | 33.644 m |  | 4 | 0
382114903 | TNB | DISTRIBUTION | KUALA SELANGOR | Existing | RYB | 230/400 V |  |  | LV LINE |  | 185_4C_AL_XLPE |  |  |  | 49.621 m |  | 4 | 0
382114908 | TNB | DISTRIBUTION | KUALA SELANGOR | Existing | RYB | 230/400 V |  |  | SERVICE LINE |  | 70_4C_AL_XLPE |  |  |  | 25.389 m |  | 4 | 0
382114913 | TNB | DISTRIBUTION | KUALA SELANGOR | Existing | RYB | 230/400 V |  |  | SERVICE LINE |  | 70_4C_AL_XLPE |  |  |  | 1.180 m |  | 4 | 0
382114918 | TNB | DISTRIBUTION | KUALA SELANGOR | Existing | RYB | 230/400 V |  |  | SERVICE LINE |  | 70_4C_AL_XLPE |  |  |  | 25.493 m |  | 4 | 0
382114923 | TNB | DISTRIBUTION | KUALA SELANGOR | Existing | RYB | 230/400 V |  |  | SERVICE LINE |  | 70_4C_AL_XLPE |  |  |  | 2.164 m |  | 4 | 0
382114928 | TNB | DISTRIBUTION | KUALA SELANGOR | Existing | RYB | 230/400 V |  |  | SERVICE LINE |  | 70_4C_AL_XLPE |  |  |  | 27.114 m |  | 4 | 0
382114933 | TNB | DISTRIBUTION | KUALA SELANGOR | Existing | RYB | 230/400 V |  |  | SERVICE LINE |  | 70_4C_AL_XLPE |  |  |  | 4.064 m |  | 4 | 0
382114938 | TNB | DISTRIBUTION | KUALA SELANGOR | Existing | RYB | 230/400 V |  |  | SERVICE LINE |  | 25_4C_AL_XLPE |  |  |  | 3.690 m |  | 4 | 0
382114943 | TNB | DISTRIBUTION | KUALA SELANGOR | Existing | RYB | 230/400 V |  |  | SERVICE LINE |  | 25_4C_AL_XLPE |  |  |  | 1.336 m |  | 4 | 0
382114948 | TNB | DISTRIBUTION | KUALA SELANGOR | Existing | RYB | 230/400 V |  |  | SERVICE LINE |  | 25_4C_AL_XLPE |  |  |  | 1.767 m |  | 4 | 0
382114953 | TNB | DISTRIBUTION | KUALA SELANGOR | Existing | RYB | 230/400 V |  |  | SERVICE LINE |  | 70_4C_AL_PILC |  |  |  | 15.773 m |  | 4 | 0
382114958 | TNB | DISTRIBUTION | KUALA SELANGOR | Existing | RYB | 230/400 V |  |  | SERVICE LINE |  | 70_4C_AL_PILC |  |  |  | 1.851 m |  | 4 | 0
382114963 | TNB | DISTRIBUTION | KUALA SELANGOR | Existing | RYB | 230/400 V |  |  | LV LINE |  | 185_4C_AL_PILC |  |  |  | 19.938 m |  | 4 | 0
382114968 | TNB | DISTRIBUTION | KUALA SELANGOR | Existing | RYB | 230/400 V |  |  | LV LINE |  | 185_4C_AL_XLPE |  |  |  | 207.862 m |  | 4 | 0
382114983 | TNB | DISTRIBUTION | KUALA SELANGOR | Existing | RYB | 230/400 V |  |  | SERVICE LINE |  | 25_4C_AL_XLPE |  |  |  | 48.757 m |  | 4 | 0
382114988 | TNB | DISTRIBUTION | KUALA SELANGOR | Existing | RYB | 230/400 V |  |  | LV LINE |  | 185_4C_AL_PILC |  |  |  | 41.495 m |  | 4 | 0
382114993 | TNB | DISTRIBUTION | KUALA SELANGOR | Existing | RYB | 230/400 V |  |  | SERVICE LINE |  | 70_4C_AL_XLPE |  |  |  | 2.177 m |  | 4 | 0
382114998 | TNB | DISTRIBUTION | KUALA SELANGOR | Existing | RYB | 230/400 V |  |  | SERVICE LINE |  | 70_4C_AL_XLPE |  |  |  | 23.956 m |  | 4 | 0
382115003 | TNB | DISTRIBUTION | KUALA SELANGOR | Existing | RYB | 230/400 V |  |  | SERVICE LINE |  | 25_4C_AL_XLPE |  |  |  | 10.037 m |  | 4 | 0
382115008 | TNB | DISTRIBUTION | KUALA SELANGOR | Existing | RYB | 230/400 V |  |  | SERVICE LINE |  | 25_4C_AL_XLPE |  |  |  | 3.027 m |  | 4 | 0
382115013 | TNB | DISTRIBUTION | KUALA SELANGOR | Existing | RYB | 230/400 V |  |  | LV LINE |  | 185_4C_AL_XLPE |  |  |  | 19.713 m |  | 4 | 0
382115018 | TNB | DISTRIBUTION | KUALA SELANGOR | Existing | RYB | 230/400 V |  |  | LV LINE |  | 185_4C_AL_XLPE |  |  |  | 19.666 m |  | 4 | 0
382115023 | TNB | DISTRIBUTION | KUALA SELANGOR | Existing | RYB | 230/400 V |  |  | LV LINE |  | 185_4C_AL_PILC |  |  |  | 52.167 m |  | 4 | 0
382115028 | TNB | DISTRIBUTION | KUALA SELANGOR | Existing | RYB | 230/400 V |  |  | LV LINE |  | 185_4C_AL_PILC |  |  |  | 121.073 m |  | 4 | 0
382115033 | TNB | DISTRIBUTION | KUALA SELANGOR | Existing | RYB | 230/400 V |  |  | LV LINE |  | 185_4C_AL_PILC |  |  |  | 119.876 m |  | 4 | 0
382115043 | TNB | DISTRIBUTION | KUALA SELANGOR | Existing | RYB | 230/400 V |  |  | LV LINE |  | 185_4C_AL_XLPE |  |  |  | 17.098 m |  | 4 | 0
382115048 | TNB | DISTRIBUTION | KUALA SELANGOR | Existing | RYB | 230/400 V |  |  | LV LINE |  | 185_4C_AL_XLPE |  |  |  | 21.080 m |  | 4 | 0
382115053 | TNB | DISTRIBUTION | KUALA SELANGOR | Existing | RYB | 230/400 V |  |  | LV LINE |  | 185_4C_AL_XLPE |  |  |  | 19.066 m |  | 4 | 0
382115058 | TNB | DISTRIBUTION | KUALA SELANGOR | Existing | RYB | 230/400 V |  |  | LV LINE |  | 185_4C_AL_XLPE |  |  |  | 18.360 m |  | 4 | 0
382115068 | TNB | DISTRIBUTION | KUALA SELANGOR | Existing | RYB | 230/400 V |  |  | LV LINE |  | 185_4C_AL_PILC |  |  |  | 62.844 m |  | 4 | 0
382115073 | TNB | DISTRIBUTION | KUALA SELANGOR | Existing | RYB | 230/400 V |  |  | SERVICE LINE |  | 25_4C_AL_XLPE |  |  |  | 2.678 m |  | 4 | 0
382115078 | TNB | DISTRIBUTION | KUALA SELANGOR | Existing | RYB | 230/400 V |  |  | LV LINE |  | 185_4C_AL_XLPE |  |  |  | 120.864 m |  | 4 | 0
382115083 | TNB | DISTRIBUTION | KUALA SELANGOR | Existing | RYB | 230/400 V |  |  | LV LINE |  | 70_4C_AL_XLPE |  |  |  | 23.605 m |  | 4 | 0
382115088 | TNB | DISTRIBUTION | KUALA SELANGOR | Existing | RYB | 230/400 V |  |  | LV LINE |  | 185_4C_AL_XLPE |  |  |  | 34.891 m |  | 4 | 0
382115093 | TNB | DISTRIBUTION | KUALA SELANGOR | Existing | RYB | 230/400 V |  |  | LV LINE |  | 185_4C_AL_XLPE |  |  |  | 33.281 m |  | 4 | 0
382115118 | TNB | DISTRIBUTION | KUALA SELANGOR | Existing | RYB | 230/400 V |  |  | LV LINE |  | 185_4C_AL_XLPE |  |  |  | 190.866 m |  | 4 | 0
382115123 | TNB | DISTRIBUTION | KUALA SELANGOR | Existing | RYB | 230/400 V |  |  | LV LINE |  | 185_4C_AL_XLPE |  |  |  | 27.480 m |  | 4 | 0
382115128 | TNB | DISTRIBUTION | KUALA SELANGOR | Existing | RYB | 230/400 V |  |  | LV LINE |  | 185_4C_AL_PILC |  |  |  | 28.040 m |  | 4 | 0
382115133 | TNB | DISTRIBUTION | KUALA SELANGOR | Existing | RYB | 230/400 V |  |  | LV LINE |  | 70_4C_AL_XLPE |  |  |  | 30.181 m |  | 4 | 0
382115138 | TNB | DISTRIBUTION | KUALA SELANGOR | Existing | RYB | 230/400 V |  |  | LV LINE |  | 185_4C_AL_XLPE |  |  |  | 17.062 m |  | 4 | 0
382115143 | TNB | DISTRIBUTION | KUALA SELANGOR | Existing | RYB | 230/400 V |  |  | LV LINE |  | 185_4C_AL_XLPE |  |  |  | 17.907 m |  | 4 | 0
382115148 | TNB | DISTRIBUTION | KUALA SELANGOR | Existing | RYB | 230/400 V |  |  | LV LINE |  | 185_4C_AL_XLPE |  |  |  | 7.415 m |  | 4 | 0
382115153 | TNB | DISTRIBUTION | KUALA SELANGOR | Existing | RYB | 230/400 V |  |  | LV LINE |  | 70_4C_AL_XLPE |  |  |  | 7.339 m |  | 4 | 0
382115158 | TNB | DISTRIBUTION | KUALA SELANGOR | Existing | RYB | 230/400 V |  |  | LV LINE |  | 70_4C_AL_XLPE |  |  |  | 7.911 m |  | 4 | 0
382115163 | TNB | DISTRIBUTION | KUALA SELANGOR | Existing | RYB | 230/400 V |  |  | LV LINE |  | 25_4C_AL_XLPE |  |  |  | 25.008 m |  | 4 | 0
382115168 | TNB | DISTRIBUTION | KUALA SELANGOR | Existing | RYB | 230/400 V |  |  | LV LINE |  | 25_4C_AL_XLPE |  |  |  | 2.056 m |  | 4 | 0
382115173 | TNB | DISTRIBUTION | KUALA SELANGOR | Existing | RYB | 230/400 V |  |  | PUBLIC LIGHT |  | 70_4C_AL_XLPE |  |  |  | 14.643 m |  | 4 | 0
382115178 | TNB | DISTRIBUTION | KUALA SELANGOR | Existing | R | 230/400 V |  |  | SERVICE LINE |  | ARMOURED_16MM |  |  |  | 18.975 m |  | 2 | 0
382115181 | TNB | DISTRIBUTION | KUALA SELANGOR | Existing | R | 230/400 V |  |  | SERVICE LINE |  | ARMOURED_16MM |  |  |  | 3.561 m |  | 2 | 0
382115184 | TNB | DISTRIBUTION | KUALA SELANGOR | Existing | RYB | 230/400 V |  |  | SERVICE LINE |  | 25_4C_AL_XLPE |  |  |  | 0.687 m |  | 4 | 0
382115189 | TNB | DISTRIBUTION | KUALA SELANGOR | Existing | RYB | 230/400 V |  |  | SERVICE LINE |  | 70_4C_AL_XLPE |  |  |  | 2.147 m |  | 4 | 0
382115194 | TNB | DISTRIBUTION | KUALA SELANGOR | Existing | RYB | 230/400 V |  |  | SERVICE LINE |  | 70_4C_AL_PILC |  |  |  | 3.634 m |  | 4 | 0
382115199 | TNB | DISTRIBUTION | KUALA SELANGOR | Existing | RYB | 230/400 V |  |  | LV LINE |  | 70_4C_AL_XLPE |  |  |  | 4.119 m |  | 4 | 0
382115204 | TNB | DISTRIBUTION | KUALA SELANGOR | Existing | RYB | 230/400 V |  |  | SERVICE LINE |  | 70_4C_AL_XLPE |  |  |  | 3.674 m |  | 4 | 0
382115212 | TNB | DISTRIBUTION | KUALA SELANGOR | Existing | RYB | 230/400 V |  |  | LV LINE |  | 185_4C_AL_XLPE |  |  |  | 94.987 m |  | 4 | 0
382115217 | TNB | DISTRIBUTION | KUALA SELANGOR | Existing | RYB | 230/400 V |  |  | LV LINE |  | 185_4C_AL_XLPE |  |  |  | 102.140 m |  | 4 | 0
382115222 | TNB | DISTRIBUTION | KUALA SELANGOR | Existing | RYB | 230/400 V |  |  | LV LINE |  | 70_4C_AL_XLPE |  |  |  | 57.867 m |  | 4 | 0
382115227 | TNB | DISTRIBUTION | KUALA SELANGOR | Existing | RYB | 230/400 V |  |  | LV LINE |  | 70_4C_AL_XLPE |  |  |  | 59.616 m |  | 4 | 0
382115232 | TNB | DISTRIBUTION | KUALA SELANGOR | Existing | RYB | 230/400 V |  |  | LV LINE |  | 70_4C_AL_XLPE |  |  |  | 49.488 m |  | 4 | 0
382115237 | TNB | DISTRIBUTION | KUALA SELANGOR | Existing | RYB | 230/400 V |  |  | SERVICE LINE |  | 25_4C_AL_XLPE |  |  |  | 4.014 m |  | 4 | 0
382115242 | TNB | DISTRIBUTION | KUALA SELANGOR | Existing | RYB | 230/400 V |  |  | LV LINE |  | 70_4C_AL_XLPE |  |  |  | 40.558 m |  | 4 | 0
382115247 | TNB | DISTRIBUTION | KUALA SELANGOR | Existing | RYB | 230/400 V |  |  | LV LINE |  | 185_4C_AL_XLPE |  |  |  | 28.078 m |  | 4 | 0
382115257 | TNB | DISTRIBUTION | KUALA SELANGOR | Existing | RYB | 230/400 V |  |  | LV LINE |  | 25_4C_AL_XLPE |  |  |  | 3.883 m |  | 4 | 0
382115262 | TNB | DISTRIBUTION | KUALA SELANGOR | Existing | RYB | 230/400 V |  |  | LV LINE |  | 70_4C_AL_PILC |  |  |  | 2.103 m |  | 4 | 0
382115267 | TNB | DISTRIBUTION | KUALA SELANGOR | Existing | RYB | 230/400 V |  |  | LV LINE |  | 185_4C_AL_XLPE |  |  |  | 4.675 m |  | 4 | 0
382115272 | TNB | DISTRIBUTION | KUALA SELANGOR | Existing | RYB | 230/400 V |  |  | LV LINE |  | 185_4C_AL_XLPE |  |  |  | 5.843 m |  | 4 | 0
382115277 | TNB | DISTRIBUTION | KUALA SELANGOR | Existing | RYB | 230/400 V |  |  | LV LINE |  | 185_4C_AL_XLPE |  |  |  | 1.813 m |  | 4 | 0
382115282 | TNB | DISTRIBUTION | KUALA SELANGOR | Existing | RYB | 230/400 V |  |  | LV LINE |  | 185_4C_AL_XLPE |  |  |  | 4.027 m |  | 4 | 0
382115287 | TNB | DISTRIBUTION | KUALA SELANGOR | Existing | RYB | 230/400 V |  |  | LV LINE |  | 185_4C_AL_XLPE |  |  |  | 3.902 m |  | 4 | 0
382115292 | TNB | DISTRIBUTION | KUALA SELANGOR | Existing | RYB | 230/400 V |  |  | LV LINE |  | 185_4C_AL_PILC |  |  |  | 2.650 m |  | 4 | 0
382115297 | TNB | DISTRIBUTION | KUALA SELANGOR | Existing | RYB | 230/400 V |  |  | LV LINE |  | 185_4C_AL_XLPE |  |  |  | 2.337 m |  | 4 | 0
382115312 | TNB | DISTRIBUTION | KUALA SELANGOR | Existing | RYB | 230/400 V |  |  | LV LINE |  | 185_4C_AL_XLPE |  |  |  | 1.154 m |  | 4 | 0
382115317 | TNB | DISTRIBUTION | KUALA SELANGOR | Existing | RYB | 230/400 V |  |  | LV LINE |  | 185_4C_AL_XLPE |  |  |  | 1.110 m |  | 4 | 0
382115322 | TNB | DISTRIBUTION | KUALA SELANGOR | Existing | RYB | 230/400 V |  |  | LV LINE |  | 185_4C_AL_PILC |  |  |  | 1.020 m |  | 4 | 0
382115327 | TNB | DISTRIBUTION | KUALA SELANGOR | Existing | RYB | 230/400 V |  |  | LV LINE |  | 185_4C_AL_XLPE |  |  |  | 5.072 m |  | 4 | 0
382115332 | TNB | DISTRIBUTION | KUALA SELANGOR | Existing | RYB | 230/400 V |  |  | LV LINE |  | 185_4C_AL_XLPE |  |  |  | 0.641 m |  | 4 | 0
382115337 | TNB | DISTRIBUTION | KUALA SELANGOR | Existing | RYB | 230/400 V |  |  | LV LINE |  | 185_4C_AL_XLPE |  |  |  | 4.659 m |  | 4 | 0
382115342 | TNB | DISTRIBUTION | KUALA SELANGOR | Existing | RYB | 230/400 V |  |  | LV LINE |  | 185_4C_AL_PILC |  |  |  | 5.227 m |  | 4 | 0
382115347 | TNB | DISTRIBUTION | KUALA SELANGOR | Existing | RYB | 230/400 V |  |  | SERVICE LINE |  | 25_4C_AL_XLPE |  |  |  | 0.514 m |  | 4 | 0
382115362 | TNB | DISTRIBUTION | KUALA SELANGOR | Existing | RYB | 230/400 V |  |  | LV LINE |  | 185_4C_AL_XLPE |  |  |  | 12.779 m |  | 4 | 0
382115367 | TNB | DISTRIBUTION | KUALA SELANGOR | Existing | RYB | 230/400 V |  |  | LV LINE |  | 185_4C_AL_XLPE |  |  |  | 24.648 m |  | 4 | 0
382115372 | TNB | DISTRIBUTION | KUALA SELANGOR | Existing | RYB | 230/400 V |  |  | LV LINE |  | 185_4C_AL_XLPE |  |  |  | 12.491 m |  | 4 | 0
382115377 | TNB | DISTRIBUTION | KUALA SELANGOR | Existing | RYB | 230/400 V |  |  | SERVICE LINE |  | 25_4C_AL_XLPE |  |  |  | 7.835 m |  | 4 | 0
382115382 | TNB | DISTRIBUTION | KUALA SELANGOR | Existing | RYB | 230/400 V |  |  | SERVICE LINE |  | 25_4C_AL_XLPE |  |  |  | 2.283 m |  | 4 | 0
382115387 | TNB | DISTRIBUTION | KUALA SELANGOR | Existing | RYB | 230/400 V |  |  | LV LINE |  | 185_4C_AL_XLPE |  |  |  | 33.456 m |  | 4 | 0
382115392 | TNB | DISTRIBUTION | KUALA SELANGOR | Existing | RYB | 230/400 V |  |  | LV LINE |  | 185_4C_AL_XLPE |  |  |  | 84.721 m |  | 4 | 0
382115397 | TNB | DISTRIBUTION | KUALA SELANGOR | Existing | RYB | 230/400 V |  |  | LV LINE |  | 25_4C_AL_XLPE |  |  |  | 54.829 m |  | 4 | 0
382115402 | TNB | DISTRIBUTION | KUALA SELANGOR | Existing | RYB | 230/400 V |  |  | LV LINE |  | 70_4C_AL_XLPE |  |  |  | 65.604 m |  | 4 | 0
382115407 | TNB | DISTRIBUTION | KUALA SELANGOR | Existing | RYB | 230/400 V |  |  | SERVICE LINE |  | 25_4C_AL_XLPE |  |  |  | 14.692 m |  | 4 | 0
382115412 | TNB | DISTRIBUTION | KUALA SELANGOR | Existing | RYB | 230/400 V |  |  | LV LINE |  | 70_4C_AL_XLPE |  |  |  | 79.524 m |  | 4 | 0
382115417 | TNB | DISTRIBUTION | KUALA SELANGOR | Existing | RYB | 230/400 V |  |  | SERVICE LINE |  | 25_4C_AL_XLPE |  |  |  | 20.842 m |  | 4 | 0
382115422 | TNB | DISTRIBUTION | KUALA SELANGOR | Existing | RYB | 230/400 V |  |  | LV LINE |  | 120_4C_AL_XLPE |  |  |  | 53.074 m |  | 4 | 0
382115427 | TNB | DISTRIBUTION | KUALA SELANGOR | Existing | RYB | 230/400 V |  |  | SERVICE LINE |  | 25_4C_AL_XLPE |  |  |  | 29.227 m |  | 4 | 0
382115432 | TNB | DISTRIBUTION | KUALA SELANGOR | Existing | RYB | 230/400 V |  |  | SERVICE LINE |  | 25_4C_AL_XLPE |  |  |  | 1.485 m |  | 4 | 0
382115437 | TNB | DISTRIBUTION | KUALA SELANGOR | Existing | RYB | 230/400 V |  |  | LV LINE |  | 70_4C_AL_XLPE |  |  |  | 8.357 m |  | 4 | 0
382115442 | TNB | DISTRIBUTION | KUALA SELANGOR | Existing | RYB | 230/400 V |  |  | LV LINE |  | 70_4C_AL_XLPE |  |  |  | 3.024 m |  | 4 | 0
382115447 | TNB | DISTRIBUTION | KUALA SELANGOR | Existing | RYB | 230/400 V |  |  | LV LINE |  | 185_4C_AL_XLPE |  |  |  | 24.946 m |  | 4 | 0
382115452 | TNB | DISTRIBUTION | KUALA SELANGOR | Existing | RYB | 230/400 V |  |  | LV LINE |  | 185_4C_AL_XLPE |  |  |  | 19.629 m |  | 4 | 0
382115457 | TNB | DISTRIBUTION | KUALA SELANGOR | Existing | RYB | 230/400 V |  |  | LV LINE |  | 185_4C_AL_XLPE |  |  |  | 17.498 m |  | 4 | 0
382115462 | TNB | DISTRIBUTION | KUALA SELANGOR | Existing | RYB | 230/400 V |  |  | SERVICE LINE |  | 25_4C_AL_XLPE |  |  |  | 12.586 m |  | 4 | 0
382115467 | TNB | DISTRIBUTION | KUALA SELANGOR | Existing | RYB | 230/400 V |  |  | SERVICE LINE |  | 25_4C_AL_XLPE |  |  |  | 1.394 m |  | 4 | 0
382115472 | TNB | DISTRIBUTION | KUALA SELANGOR | Existing | RYB | 230/400 V |  |  | LV LINE |  | 185_4C_AL_XLPE |  |  |  | 21.415 m |  | 4 | 0
382115477 | TNB | DISTRIBUTION | KUALA SELANGOR | Existing | RYB | 230/400 V |  |  | LV LINE |  | 185_4C_AL_XLPE |  |  |  | 36.336 m |  | 4 | 0
382115482 | TNB | DISTRIBUTION | KUALA SELANGOR | Existing | RYB | 230/400 V |  |  | SERVICE LINE |  | 25_4C_AL_XLPE |  |  |  | 3.510 m |  | 4 | 0
382115487 | TNB | DISTRIBUTION | KUALA SELANGOR | Existing | RYB | 230/400 V |  |  | SERVICE LINE |  | 25_4C_AL_XLPE |  |  |  | 1.052 m |  | 4 | 0
382115492 | TNB | DISTRIBUTION | KUALA SELANGOR | Existing | RYB | 230/400 V |  |  | LV LINE |  | 185_4C_AL_XLPE |  |  |  | 56.088 m |  | 4 | 0
382115497 | TNB | DISTRIBUTION | KUALA SELANGOR | Existing | RYB | 230/400 V |  |  | LV LINE |  | 185_4C_AL_XLPE |  |  |  | 25.926 m |  | 4 | 0
382115502 | TNB | DISTRIBUTION | KUALA SELANGOR | Existing | RYB | 230/400 V |  |  | LV LINE |  | 185_4C_AL_XLPE |  |  |  | 31.411 m |  | 4 | 0
382115507 | TNB | DISTRIBUTION | KUALA SELANGOR | Existing | RYB | 230/400 V |  |  | LV LINE |  | 185_4C_AL_XLPE |  |  |  | 59.809 m |  | 4 | 0
382115512 | TNB | DISTRIBUTION | KUALA SELANGOR | Existing | RYB | 230/400 V |  |  | LV LINE |  | 120_4C_AL_XLPE |  |  |  | 11.003 m |  | 4 | 0
382115517 | TNB | DISTRIBUTION | KUALA SELANGOR | Existing | RYB | 230/400 V |  |  | LV LINE |  | 120_4C_AL_XLPE |  |  |  | 31.762 m |  | 4 | 0
382115522 | TNB | DISTRIBUTION | KUALA SELANGOR | Existing | RYB | 230/400 V |  |  | LV LINE |  | 185_4C_AL_XLPE |  |  |  | 43.523 m |  | 4 | 0
382115527 | TNB | DISTRIBUTION | KUALA SELANGOR | Existing | RYB | 230/400 V |  |  | SERVICE LINE |  | 185_4C_AL_XLPE |  |  |  | 26.965 m |  | 4 | 0
382115532 | TNB | DISTRIBUTION | KUALA SELANGOR | Existing | RYB | 230/400 V |  |  | LV LINE |  | 120_4C_AL_XLPE |  |  |  | 556.048 m |  | 4 | 0
382115537 | TNB | DISTRIBUTION | KUALA SELANGOR | Existing | RYB | 230/400 V |  |  | LV LINE |  | 300_4C_AL_XLPE |  |  |  | 62.195 m |  | 4 | 0
382115542 | TNB | DISTRIBUTION | KUALA SELANGOR | Existing | RYB | 230/400 V |  |  | LV LINE |  | 185_4C_AL_XLPE |  |  |  | 60.707 m |  | 4 | 0
382115552 | TNB | DISTRIBUTION | KUALA SELANGOR | Existing | RYB | 230/400 V |  |  | SERVICE LINE |  | 70_4C_AL_XLPE |  |  |  | 19.062 m |  | 4 | 0
382115557 | TNB | DISTRIBUTION | KUALA SELANGOR | Existing | RYB | 230/400 V |  |  | SERVICE LINE |  | 70_4C_AL_XLPE |  |  |  | 3.598 m |  | 4 | 0
382117544 | TNB | DISTRIBUTION | KUALA SELANGOR | Existing | RYB | 230/400 V |  |  | SERVICE LINE |  | 185_4C_AL_XLPE |  |  |  | 19.720 m |  | 4 | 0
382117876 | TNB | DISTRIBUTION | KUALA SELANGOR | Existing | RYB | 230/400 V |  |  | SERVICE LINE |  | 185_4C_AL_XLPE |  |  |  | 61.612 m |  | 4 | 0
382117881 | TNB | DISTRIBUTION | KUALA SELANGOR | Existing | RYB | 230/400 V |  |  | SERVICE LINE |  | 185_4C_AL_XLPE |  |  |  | 155.310 m |  | 4 | 0
382117988 | TNB | DISTRIBUTION | KUALA SELANGOR | Existing | RYB | 230/400 V |  |  | SERVICE LINE |  | 120_4C_AL_XLPE |  |  |  | 17.806 m |  | 4 | 0
382117993 | TNB | DISTRIBUTION | KUALA SELANGOR | Existing | RYB | 230/400 V |  |  | SERVICE LINE |  | 120_4C_AL_XLPE |  |  |  | 68.932 m |  | 4 | 0
382118075 | TNB | DISTRIBUTION | KUALA SELANGOR | Existing | RYB | 230/400 V |  |  | SERVICE LINE |  | 7X_300_1C_AL_PVC/PVC |  |  |  | 0.846 m |  | 7 | 0
382118109 | TNB | DISTRIBUTION | KUALA SELANGOR | Existing | RYB | 230/400 V |  |  | SERVICE LINE |  | 185_4C_AL_XLPE |  |  |  | 14.430 m |  | 4 | 0
382118114 | TNB | DISTRIBUTION | KUALA SELANGOR | Existing | RYB | 230/400 V |  |  | SERVICE LINE |  | 185_4C_AL_XLPE |  |  |  | 12.562 m |  | 4 | 0
382118120 | TNB | DISTRIBUTION | KUALA SELANGOR | Existing | RYB | 230/400 V |  |  | SERVICE LINE |  | 185_4C_AL_XLPE |  |  |  | 15.626 m |  | 4 | 0
382118125 | TNB | DISTRIBUTION | KUALA SELANGOR | Existing | RYB | 230/400 V |  |  | SERVICE LINE |  | 185_4C_AL_XLPE |  |  |  | 14.375 m |  | 4 | 0
382118130 | TNB | DISTRIBUTION | KUALA SELANGOR | Existing | RYB | 230/400 V |  |  | SERVICE LINE |  | 185_4C_AL_XLPE |  |  |  | 15.486 m |  | 4 | 0
382118146 | TNB | DISTRIBUTION | KUALA SELANGOR | Existing | RYB | 230/400 V |  |  | SERVICE LINE |  | 185_4C_AL_XLPE |  |  |  | 84.630 m |  | 4 | 0
382118151 | TNB | DISTRIBUTION | KUALA SELANGOR | Existing | RYB | 230/400 V |  |  | SERVICE LINE |  | 185_4C_AL_XLPE |  |  |  | 137.680 m |  | 4 | 0
382118171 | TNB | DISTRIBUTION | KUALA SELANGOR | Existing | RYB | 230/400 V |  |  | SERVICE LINE |  | 185_4C_AL_XLPE |  |  |  | 29.629 m |  | 4 | 0
382118176 | TNB | DISTRIBUTION | KUALA SELANGOR | Existing | RYB | 230/400 V |  |  | SERVICE LINE |  | 185_4C_AL_XLPE |  |  |  | 29.076 m |  | 4 | 0
382118181 | TNB | DISTRIBUTION | KUALA SELANGOR | Existing | RYB | 230/400 V |  |  | SERVICE LINE |  | 185_4C_AL_XLPE |  |  |  | 15.532 m |  | 4 | 0
382118187 | TNB | DISTRIBUTION | KUALA SELANGOR | Existing | RYB | 230/400 V |  |  | SERVICE LINE |  | 185_4C_AL_XLPE |  |  |  | 49.960 m |  | 4 | 0
382118192 | TNB | DISTRIBUTION | KUALA SELANGOR | Existing | RYB | 230/400 V |  |  | SERVICE LINE |  | 185_4C_AL_XLPE |  |  |  | 14.921 m |  | 4 | 0
382118200 | TNB | DISTRIBUTION | KUALA SELANGOR | Existing | RYB | 230/400 V |  |  | SERVICE LINE |  | 185_4C_AL_XLPE |  |  |  | 22.539 m |  | 4 | 0
382118205 | TNB | DISTRIBUTION | KUALA SELANGOR | Existing | RYB | 230/400 V |  |  | SERVICE LINE |  | 185_4C_AL_XLPE |  |  |  | 32.798 m |  | 4 | 0
382118210 | TNB | DISTRIBUTION | KUALA SELANGOR | Existing | RYB | 230/400 V |  |  | SERVICE LINE |  | 185_4C_AL_XLPE |  |  |  | 31.165 m |  | 4 | 0
382118216 | TNB | DISTRIBUTION | KUALA SELANGOR | Existing | RYB | 230/400 V |  |  | SERVICE LINE |  | 185_4C_AL_XLPE |  |  |  | 35.419 m |  | 4 | 0
382118303 | TNB | DISTRIBUTION | KUALA SELANGOR | Existing | RYB | 230/400 V |  |  | SERVICE LINE |  | 7X_300_1C_AL_PVC/PVC |  |  |  | 0.433 m |  | 7 | 0
382191791 | TNB | DISTRIBUTION | KUALA SELANGOR | Existing | RYB | 230/400 V |  |  | LV LINE |  | 185_4C_AL_XLPE |  |  |  | 13.768 m |  | 4 | 0
382191817 | TNB | DISTRIBUTION | KUALA SELANGOR | Existing | RYB | 230/400 V |  |  | LV LINE |  | 185_4C_AL_XLPE |  |  |  | 37.050 m |  | 4 | 0
382191920 | TNB | DISTRIBUTION | KUALA SELANGOR | Existing | RYB | 230/400 V |  |  | SERVICE LINE |  | 185_4C_AL_XLPE |  |  |  | 17.542 m |  | 4 | 0
382191926 | TNB | DISTRIBUTION | KUALA SELANGOR | Existing | RYB | 230/400 V |  |  | SERVICE LINE |  | 185_4C_AL_XLPE |  |  |  | 18.154 m |  | 4 | 0
382191931 | TNB | DISTRIBUTION | KUALA SELANGOR | Existing | RYB | 230/400 V |  |  | SERVICE LINE |  | 185_4C_AL_XLPE |  |  |  | 18.223 m |  | 4 | 0
382196111 | TNB | DISTRIBUTION | KUALA SELANGOR | Existing | RYB | 230/400 V |  |  | SERVICE LINE |  | 7X_500_1C_CU_PVC/PVC |  |  |  | 0.292 m |  | 7 | 0
382196270 | TNB | DISTRIBUTION | KUALA SELANGOR | Existing | RYB | 230/400 V |  |  | LV LINE |  | 7X_500_1C_CU_PVC/PVC |  |  |  | 0.499 m |  | 7 | 0
382196796 | TNB | DISTRIBUTION | KUALA SELANGOR | Existing | RYB | 230/400 V |  |  | SERVICE LINE |  | 185_4C_AL_XLPE |  |  |  | 28.836 m |  | 4 | 0
382208971 | TNB | DISTRIBUTION | KUALA SELANGOR | Existing | RYB | 230/400 V | Unknown |  | LV LINE |  | 7X_500_1C_CU_PVC/PVC |  |  |  | 0.263 m |  | 7 | 0
382209374 | TNB | DISTRIBUTION | KUALA SELANGOR | Existing | RYB | 230/400 V | Unknown |  | LV LINE |  | 7X_300_1C_AL_PVC/PVC |  |  |  | 0.210 m |  | 7 | 0
382247805 | TNB | DISTRIBUTION | KUALA SELANGOR | Existing | RYB | 230/400 V |  |  | LV LINE |  | 185_4C_AL_XLPE |  |  |  | 67.852 m |  | 4 | 0
382247819 | TNB | DISTRIBUTION | KUALA SELANGOR | Existing | RYB | 230/400 V |  |  | LV LINE |  | 185_4C_AL_XLPE |  |  |  | 20.650 m |  | 4 | 0
382247957 | TNB | DISTRIBUTION | KUALA SELANGOR | Existing | RYB | 230/400 V |  |  | LV LINE |  | 70_4C_AL_XLPE |  |  |  | 9.405 m |  | 4 | 0
382247998 | TNB | DISTRIBUTION | KUALA SELANGOR | Existing | RYB | 230/400 V |  |  | LV LINE |  | 185_4C_AL_XLPE |  |  |  | 10.370 m |  | 4 | 0
382248003 | TNB | DISTRIBUTION | KUALA SELANGOR | Existing | RYB | 230/400 V |  |  | LV LINE |  | 185_4C_AL_XLPE |  |  |  | 9.858 m |  | 4 | 0
382248008 | TNB | DISTRIBUTION | KUALA SELANGOR | Existing | RYB | 230/400 V |  |  | LV LINE |  | 185_4C_AL_XLPE |  |  |  | 9.564 m |  | 4 | 0
382248013 | TNB | DISTRIBUTION | KUALA SELANGOR | Existing | RYB | 230/400 V |  |  | LV LINE |  | 185_4C_AL_XLPE |  |  |  | 52.797 m |  | 4 | 0
382248915 | TNB | DISTRIBUTION | KUALA SELANGOR | Existing | RYB | 230/400 V |  |  | LV LINE |  | 185_4C_AL_PILC |  |  |  | 32.390 m |  | 4 | 0
382249044 | TNB | DISTRIBUTION | KUALA SELANGOR | Existing | RYB | 230/400 V |  |  | LV LINE |  | 185_4C_AL_XLPE |  |  |  | 96.664 m |  | 4 | 0
382249102 | TNB | DISTRIBUTION | KUALA SELANGOR | Existing | RYB | 230/400 V |  |  | LV LINE |  | 185_4C_AL_XLPE |  |  |  | 124.053 m |  | 4 | 0
382249107 | TNB | DISTRIBUTION | KUALA SELANGOR | Existing | RYB | 230/400 V |  |  | LV LINE |  | 185_4C_AL_PILC |  |  |  | 31.484 m |  | 4 | 0
382249835 | TNB | DISTRIBUTION | KUALA SELANGOR | Existing | RYB | 230/400 V |  |  | LV LINE |  | 185_4C_AL_XLPE |  |  |  | 13.635 m |  | 4 | 0
382249840 | TNB | DISTRIBUTION | KUALA SELANGOR | Existing | RYB | 230/400 V |  |  | LV LINE |  | 185_4C_AL_XLPE |  |  |  | 57.993 m |  | 4 | 0
382249886 | TNB | DISTRIBUTION | KUALA SELANGOR | Existing | RYB | 230/400 V |  |  | LV LINE |  | 185_4C_AL_XLPE |  |  |  | 182.506 m |  | 4 | 0
382250344 | TNB | DISTRIBUTION | KUALA SELANGOR | Existing | RYB | 230/400 V |  |  | LV LINE |  | 185_4C_AL_XLPE |  |  |  | 11.493 m |  | 4 | 0
382250349 | TNB | DISTRIBUTION | KUALA SELANGOR | Existing | RYB | 230/400 V |  |  | LV LINE |  | 185_4C_AL_XLPE |  |  |  | 11.476 m |  | 4 | 0
382273385 | TNB | DISTRIBUTION | KUALA SELANGOR | Existing | RYB | 230/400 V | Unknown |  | LV LINE |  | 7X_300_1C_AL_PVC/PVC |  |  |  | 0.533 m |  | 7 | 0
382286435 | TNB | DISTRIBUTION | KUALA SELANGOR | Existing | RYB | 230/400 V | Unknown |  | LV LINE |  | 4X_300_1C_AL_PVC/PVC |  |  |  | 0.420 m |  | 4 | 0
382286629 | TNB | DISTRIBUTION | KUALA SELANGOR | Existing | RYB | 230/400 V |  |  | SERVICE LINE |  | 185_4C_AL_XLPE |  |  |  | 10.608 m |  | 4 | 0
382286916 | TNB | DISTRIBUTION | KUALA SELANGOR | Existing | RYB | 230/400 V |  |  | SERVICE LINE |  | 185_4C_AL_XLPE |  |  |  | 38.990 m |  | 4 | 0
382286925 | TNB | DISTRIBUTION | KUALA SELANGOR | Existing | RYB | 230/400 V |  |  | SERVICE LINE |  | 185_4C_AL_XLPE |  |  |  | 32.999 m |  | 4 | 0
382286934 | TNB | DISTRIBUTION | KUALA SELANGOR | Existing | RYB | 230/400 V |  |  | SERVICE LINE |  | 185_4C_AL_XLPE |  |  |  | 33.372 m |  | 4 | 0
382287182 | TNB | DISTRIBUTION | KUALA SELANGOR | Existing | RYB | 230/400 V |  |  | SERVICE LINE |  | 185_4C_AL_XLPE |  |  |  | 29.024 m |  | 4 | 0
382287240 | TNB | DISTRIBUTION | KUALA SELANGOR | Existing | RYB | 230/400 V |  |  | SERVICE LINE |  | 185_4C_AL_XLPE |  |  |  | 34.329 m |  | 4 | 0
382359478 | TNB | DISTRIBUTION | KUALA SELANGOR | Existing | RYB | 230/400 V | Unknown |  | LV LINE |  | 7X_300_1C_AL_PVC/PVC |  |  |  | 0.307 m |  | 7 | 0
382359613 | TNB | DISTRIBUTION | KUALA SELANGOR | Existing | RYB | 230/400 V | Unknown |  | LV LINE |  | 7X_500_1C_CU_PVC/PVC |  |  |  | 0.253 m |  | 7 | 0
382389314 | TNB | DISTRIBUTION | KUALA SELANGOR | Existing | RYB | 230/400 V | Unknown |  | LV LINE |  | 7X_500_1C_CU_PVC/PVC |  |  |  | 0.888 m |  | 7 | 0
382389441 | TNB | DISTRIBUTION | KUALA SELANGOR | Existing | RYB | 230/400 V | Unknown |  | LV LINE |  | 7X_300_1C_AL_PVC/PVC |  |  |  | 0.696 m |  | 7 | 0
382389599 | TNB | DISTRIBUTION | KUALA SELANGOR | Existing | RYB | 230/400 V | Unknown |  | LV LINE |  | 7X_500_1C_CU_PVC/PVC |  |  |  | 0.887 m |  | 7 | 0
382389720 | TNB | DISTRIBUTION | KUALA SELANGOR | Existing | RYB | 230/400 V | Unknown |  | LV LINE |  | 7X_300_1C_AL_PVC/PVC |  |  |  | 0.919 m |  | 7 | 0
382389854 | TNB | DISTRIBUTION | KUALA SELANGOR | Existing | RYB | 230/400 V | Unknown |  | LV LINE |  | 7X_300_1C_AL_PVC/PVC |  |  |  | 0.974 m |  | 7 | 0
382389977 | TNB | DISTRIBUTION | KUALA SELANGOR | Existing | RYB | 230/400 V | Unknown |  | LV LINE |  | 7X_300_1C_AL_PVC/PVC |  |  |  | 0.877 m |  | 7 | 0
382390098 | TNB | DISTRIBUTION | KUALA SELANGOR | Existing | RYB | 230/400 V | Unknown |  | LV LINE |  | 7X_500_1C_CU_PVC/PVC |  |  |  | 0.768 m |  | 7 | 0
382390239 | TNB | DISTRIBUTION | KUALA SELANGOR | Existing | RYB | 230/400 V | NO | Class C | LV LINE |  | 7X_500_1C_CU_PVC/PVC |  |  |  | 1.008 m |  | 7 | 0
382390242 | TNB | DISTRIBUTION | KUALA SELANGOR | Existing | RYB | 230/400 V | NO | Class C | LV LINE |  | 7X_500_1C_CU_PVC/PVC |  |  |  | 0.999 m |  | 7 | 0
382390447 | TNB | DISTRIBUTION | KUALA SELANGOR | Existing | RYB | 230/400 V | Unknown |  | LV LINE |  | 7X_500_1C_CU_PVC/PVC |  |  |  | 0.806 m |  | 7 | 0
382390568 | TNB | DISTRIBUTION | KUALA SELANGOR | Existing | RYB | 230/400 V | Unknown |  | LV LINE |  | 7X_300_1C_AL_PVC/PVC |  |  |  | 0.816 m |  | 7 | 0
382390693 | TNB | DISTRIBUTION | KUALA SELANGOR | Existing | RYB | 230/400 V | Unknown |  | LV LINE |  | 7X_300_1C_AL_PVC/PVC |  |  |  | 0.767 m |  | 7 | 0
382390819 | TNB | DISTRIBUTION | KUALA SELANGOR | Existing | RYB | 230/400 V | Unknown |  | LV LINE |  | 4X_300_1C_AL_PVC/PVC |  |  |  | 0.883 m |  | 4 | 0
382390966 | TNB | DISTRIBUTION | KUALA SELANGOR | Existing | RYB | 230/400 V | Unknown |  | LV LINE |  | 7X_300_1C_AL_PVC/PVC |  |  |  | 0.874 m |  | 7 | 0
382391099 | TNB | DISTRIBUTION | KUALA SELANGOR | Existing | RYB | 230/400 V | Unknown |  | LV LINE |  | 7X_300_1C_AL_PVC/PVC |  |  |  | 0.728 m |  | 7 | 0
382391224 | TNB | DISTRIBUTION | KUALA SELANGOR | Existing | RYB | 230/400 V | Unknown |  | LV LINE |  | 7X_300_1C_AL_PVC/PVC |  |  |  | 0.786 m |  | 7 | 0
382391349 | TNB | DISTRIBUTION | KUALA SELANGOR | Existing | RYB | 230/400 V | Unknown |  | LV LINE |  | 7X_500_1C_CU_PVC/PVC |  |  |  | 1.153 m |  | 7 | 0
382391480 | TNB | DISTRIBUTION | KUALA SELANGOR | Existing | RYB | 230/400 V | Unknown |  | LV LINE |  | 7X_500_1C_CU_PVC/PVC |  |  |  | 1.013 m |  | 7 | 0
382391605 | TNB | DISTRIBUTION | KUALA SELANGOR | Existing | RYB | 230/400 V | Unknown |  | LV LINE |  | 7X_300_1C_AL_PVC/PVC |  |  |  | 0.850 m |  | 7 | 0
382391730 | TNB | DISTRIBUTION | KUALA SELANGOR | Existing | RYB | 230/400 V | Unknown |  | LV LINE |  | 7X_500_1C_CU_PVC/PVC |  |  |  | 0.638 m |  | 7 | 0
382391856 | TNB | DISTRIBUTION | KUALA SELANGOR | Existing | RYB | 230/400 V | Unknown |  | LV LINE |  | 7X_500_1C_CU_PVC/PVC |  |  |  | 0.651 m |  | 7 | 0
382392005 | TNB | DISTRIBUTION | KUALA SELANGOR | Existing | RYB | 230/400 V | Unknown |  | LV LINE |  | 7X_500_1C_CU_PVC/PVC |  |  |  | 0.894 m |  | 7 | 0
382392131 | TNB | DISTRIBUTION | KUALA SELANGOR | Existing | RYB | 230/400 V | Unknown |  | LV LINE |  | 7X_300_1C_AL_PVC/PVC |  |  |  | 0.992 m |  | 7 | 0
382392341 | TNB | DISTRIBUTION | KUALA SELANGOR | Existing | RYB | 230/400 V | Unknown |  | LV LINE |  | 7X_500_1C_CU_PVC/PVC |  |  |  | 0.668 m |  | 7 | 0
382392344 | TNB | DISTRIBUTION | KUALA SELANGOR | Existing | RYB | 230/400 V | Unknown |  | LV LINE |  | 7X_500_1C_CU_PVC/PVC |  |  |  | 0.679 m |  | 7 | 0
382392566 | TNB | DISTRIBUTION | KUALA SELANGOR | Existing | RYB | 230/400 V | Unknown |  | LV LINE |  | 7X_500_1C_CU_PVC/PVC |  |  |  | 0.738 m |  | 7 | 0
382392569 | TNB | DISTRIBUTION | KUALA SELANGOR | Existing | RYB | 230/400 V | Unknown |  | LV LINE |  | 7X_500_1C_CU_PVC/PVC |  |  |  | 0.722 m |  | 7 | 0
382392806 | TNB | DISTRIBUTION | KUALA SELANGOR | Existing | RYB | 230/400 V | Unknown |  | LV LINE |  | 7X_500_1C_CU_PVC/PVC |  |  |  | 0.590 m |  | 7 | 0
382392809 | TNB | DISTRIBUTION | KUALA SELANGOR | Existing | RYB | 230/400 V | Unknown |  | LV LINE |  | 7X_500_1C_CU_PVC/PVC |  |  |  | 0.588 m |  | 7 | 0
382393032 | TNB | DISTRIBUTION | KUALA SELANGOR | Existing | RYB | 230/400 V | Unknown |  | LV LINE |  | 7X_300_1C_AL_PVC/PVC |  |  |  | 0.838 m |  | 7 | 0
382393153 | TNB | DISTRIBUTION | KUALA SELANGOR | Existing | RYB | 230/400 V | Unknown |  | LV LINE |  | 7X_500_1C_CU_PVC/PVC |  |  |  | 0.785 m |  | 7 | 0
382393296 | TNB | DISTRIBUTION | KUALA SELANGOR | Existing | RYB | 230/400 V | Unknown |  | LV LINE |  | 7X_500_1C_CU_PVC/PVC |  |  |  | 1.618 m |  | 7 | 0
382393299 | TNB | DISTRIBUTION | KUALA SELANGOR | Existing | RYB | 230/400 V | Unknown |  | LV LINE |  | 7X_500_1C_CU_PVC/PVC |  |  |  | 1.614 m |  | 7 | 0
382561261 | TNB | DISTRIBUTION | KUALA SELANGOR | Existing | RYB | 230/400 V |  |  | LV LINE |  | 7X_300_1C_AL_PVC/PVC |  |  |  | 0.710 m |  | 7 | 0
382711364 | TNB | DISTRIBUTION | KUALA SELANGOR | Existing | RYB | 230/400 V | Unknown |  | LV LINE |  | 7X_300_1C_AL_PVC/PVC |  |  |  | 0.883 m |  | 7 | 0
382711489 | TNB | DISTRIBUTION | KUALA SELANGOR | Existing | RYB | 230/400 V | Unknown |  | LV LINE |  | 7X_300_1C_AL_PVC/PVC |  |  |  | 0.701 m |  | 7 | 0
382711616 | TNB | DISTRIBUTION | KUALA SELANGOR | Existing | RYB | 230/400 V | Unknown |  | LV LINE |  | 7X_300_1C_AL_PVC/PVC |  |  |  | 0.822 m |  | 7 | 0
383385879 | TNB | DISTRIBUTION | KUALA SELANGOR | Existing | RYB | 230/400 V | Unknown |  | LV LINE |  | 7X_500_1C_CU_PVC/PVC |  |  |  | 0.662 m |  | 7 | 0
383432787 | TNB | DISTRIBUTION | KUALA SELANGOR | Existing | RYB | 230/400 V |  |  | SERVICE LINE |  | 300_4C_AL_XLPE |  |  |  | 0.176 m |  | 4 | 0
383814923 | TNB | DISTRIBUTION | KUALA SELANGOR | Existing | RYB | 230/400 V | Unknown |  | LV LINE |  | 7X_500_1C_CU_PVC/PVC |  |  |  | 0.060 m |  | 7 | 0
383814926 | TNB | DISTRIBUTION | KUALA SELANGOR | Existing | RYB | 230/400 V | Unknown |  | LV LINE |  | 7X_500_1C_CU_PVC/PVC |  |  |  | 0.060 m |  | 7 | 0
383815143 | TNB | DISTRIBUTION | KUALA SELANGOR | Existing | RYB | 230/400 V | Unknown |  | LV LINE |  | 7X_500_1C_CU_PVC/PVC |  |  |  | 0.060 m |  | 7 | 0
383815260 | TNB | DISTRIBUTION | KUALA SELANGOR | Existing | RYB | 230/400 V | Unknown |  | LV LINE |  | 7X_500_1C_CU_PVC/PVC |  |  |  | 0.060 m |  | 7 | 0
383819210 | TNB | DISTRIBUTION | KUALA SELANGOR | Existing | RYB | 230/400 V | Unknown |  | LV LINE |  | 7X_500_1C_CU_PVC/PVC |  |  |  | 0.173 m |  | 7 | 0
383819324 | TNB | DISTRIBUTION | KUALA SELANGOR | Existing | RYB | 230/400 V | Unknown |  | LV LINE |  | 7X_500_1C_CU_PVC/PVC |  |  |  | 0.202 m |  | 7 | 0
383819438 | TNB | DISTRIBUTION | KUALA SELANGOR | Existing | RYB | 230/400 V | Unknown |  | LV LINE |  | 7X_500_1C_CU_PVC/PVC |  |  |  | 0.228 m |  | 7 | 0
384274922 | TNB | DISTRIBUTION | KUALA SELANGOR | Existing | RYB | 230/400 V |  |  | LV LINE |  | 4X_500_1C_AL_PVC/PVC |  |  |  | 0.744 m |  | 4 | 0
384888552 | TNB | DISTRIBUTION | KUALA SELANGOR | Existing | RYB | 230/400 V | Unknown |  | LV LINE |  | 7X_500_1C_CU_PVC/PVC |  |  |  | 0.151 m |  | 7 | 0
384888708 | TNB | DISTRIBUTION | KUALA SELANGOR | Existing | RYB | 230/400 V | Unknown |  | LV LINE |  | 7X_500_1C_CU_PVC/PVC |  |  |  | 0.191 m |  | 7 | 0
384892878 | TNB | DISTRIBUTION | KUALA SELANGOR | Existing | RYB | 230/400 V | Unknown |  | LV LINE |  | 7X_300_1C_AL_PVC/PVC |  |  |  | 0.442 m |  | 7 | 0
384893021 | TNB | DISTRIBUTION | KUALA SELANGOR | Existing | RYB | 230/400 V | Unknown |  | LV LINE |  | 7X_500_1C_CU_PVC/PVC |  |  |  | 0.871 m |  | 7 | 0
384893390 | TNB | DISTRIBUTION | KUALA SELANGOR | Existing | RYB | 230/400 V | Unknown |  | LV LINE |  | 7X_300_1C_AL_PVC/PVC |  |  |  | 0.679 m |  | 7 | 0
384893521 | TNB | DISTRIBUTION | KUALA SELANGOR | Existing | RYB | 230/400 V | Unknown |  | LV LINE |  | 7X_500_1C_CU_PVC/PVC |  |  |  | 0.730 m |  | 7 | 0
384965714 | TNB | DISTRIBUTION | KUALA SELANGOR | Existing | RYB | 230/400 V | NO | Class C | LV LINE |  | 7X_500_1C_CU_PVC/PVC |  |  |  | 0.189 m |  | 7 | 0
385030187 | TNB | DISTRIBUTION | KUALA SELANGOR | Existing | RYB | 230/400 V | YES |  | LV LINE |  | 7X_500_1C_CU_PVC/PVC |  |  |  | 0.232 m |  | 7 | 0
385030221 | TNB | DISTRIBUTION | KUALA SELANGOR | Existing | RYB | 230/400 V | YES |  | LV LINE |  | 7X_300_1C_AL_PVC/PVC |  |  |  | 0.480 m |  | 7 | 0
385502555 | TNB | DISTRIBUTION | KUALA SELANGOR | Existing | RYB | 230/400 V | Unknown | Class D | LV LINE |  | 7X_500_1C_CU_PVC/PVC |  |  |  | 0.060 m |  | 7 | 0
385502558 | TNB | DISTRIBUTION | KUALA SELANGOR | Existing | RYB | 230/400 V | Unknown | Class D | LV LINE |  | 7X_500_1C_CU_PVC/PVC |  |  |  | 0.060 m |  | 7 | 0
385502786 | TNB | DISTRIBUTION | KUALA SELANGOR | Existing | RYB | 230/400 V | NO | Class C | LV LINE |  | 7X_500_1C_CU_PVC/PVC |  |  |  | 0.526 m |  | 7 | 0
385502789 | TNB | DISTRIBUTION | KUALA SELANGOR | Existing | RYB | 230/400 V | NO | Class C | LV LINE |  | 7X_500_1C_CU_PVC/PVC |  |  |  | 0.538 m |  | 7 | 0
385503227 | TNB | DISTRIBUTION | KUALA SELANGOR | Existing | RYB | 230/400 V | NO | Class C | LV LINE |  | 7X_300_1C_AL_PVC/PVC |  |  |  | 0.480 m |  | 7 | 0
385503230 | TNB | DISTRIBUTION | KUALA SELANGOR | Existing | RYB | 230/400 V | NO | Class C | LV LINE |  | 7X_500_1C_CU_PVC/PVC |  |  |  | 0.449 m |  | 7 | 0
386034949 | TNB | DISTRIBUTION | KUALA SELANGOR | Existing | RYB | 230/400 V | NO | Class C | LV LINE |  | 7X_500_1C_CU_PVC/PVC |  |  |  | 0.350 m |  | 7 | 0
386034952 | TNB | DISTRIBUTION | KUALA SELANGOR | Existing | RYB | 230/400 V | NO | Class C | LV LINE |  | 7X_500_1C_CU_PVC/PVC |  |  |  | 0.356 m |  | 7 | 0
387816963 | TNB | DISTRIBUTION | KUALA SELANGOR | Existing | RYB | 230/400 V | NO | Class C | LV LINE |  | 7X_500_1C_CU_PVC/PVC |  |  |  | 0.480 m |  | 7 | 0
387816966 | TNB | DISTRIBUTION | KUALA SELANGOR | Existing | RYB | 230/400 V | NO | Class C | LV LINE |  | 7X_500_1C_CU_PVC/PVC |  |  |  | 0.480 m |  | 7 | 0
387817192 | TNB | DISTRIBUTION | KUALA SELANGOR | Existing | RYB | 230/400 V | NO | Class C | LV LINE |  | 7X_300_1C_AL_PVC/PVC |  |  |  | 0.358 m |  | 7 | 0
387817367 | TNB | DISTRIBUTION | KUALA SELANGOR | Existing | RYB | 230/400 V | NO | Class C | LV LINE |  | 7X_500_1C_CU_PVC/PVC |  |  |  | 0.358 m |  | 7 | 0
387817370 | TNB | DISTRIBUTION | KUALA SELANGOR | Existing | RYB | 230/400 V | NO | Class C | LV LINE |  | 7X_500_1C_CU_PVC/PVC |  |  |  | 0.358 m |  | 7 | 0
388117517 | TNB | DISTRIBUTION | KUALA SELANGOR | Existing | RYB | 230/400 V | Unknown | Class C | LV LINE |  | 7X_500_1C_CU_PVC/PVC |  |  |  | 0.061 m |  | 7 | 0
388117520 | TNB | DISTRIBUTION | KUALA SELANGOR | Existing | RYB | 230/400 V | Unknown | Class C | LV LINE |  | 7X_500_1C_CU_PVC/PVC |  |  |  | 0.061 m |  | 7 | 0
389036446 | TNB | DISTRIBUTION | KUALA SELANGOR | Existing | RYB | 230/400 V | NO | Class C | LV LINE |  | 7X_300_1C_AL_PVC/PVC |  |  |  | 0.060 m |  | 7 | 0
389071103 | TNB | DISTRIBUTION | KUALA SELANGOR | Existing | RYB | 230/400 V |  |  | SERVICE LINE |  | 185_4C_AL_XLPE |  |  |  | 535.809 m |  | 4 | 0
390513562 | TNB | DISTRIBUTION | KUALA SELANGOR | Existing | RYB | 230/400 V | Unknown | Class C | LV LINE |  | 7X_500_1C_CU_PVC/PVC |  |  |  | 0.204 m |  | 7 | 0
390513689 | TNB | DISTRIBUTION | KUALA SELANGOR | Existing | RYB | 230/400 V | Unknown | Class C | LV LINE |  | 7X_500_1C_CU_PVC/PVC |  |  |  | 0.251 m |  | 7 | 0
390513831 | TNB | DISTRIBUTION | KUALA SELANGOR | Existing | RYB | 230/400 V | Unknown | Class C | LV LINE |  | 7X_500_1C_CU_PVC/PVC |  |  |  | 0.177 m |  | 7 | 0
392044858 | TNB | DISTRIBUTION | KUALA SELANGOR | Existing | RYB | 230/400 V | YES | Class D | SERVICE LINE |  | 70_4C_AL_XLPE |  |  |  | 53.190 m |  | 4 | 0
392044884 | TNB | DISTRIBUTION | KUALA SELANGOR | Existing | RYB | 230/400 V | YES | Class D | LV LINE |  | 185_4C_AL_XLPE |  |  |  | 11.846 m | Incoming Tidak diketahui | 4 | 0
392044889 | TNB | DISTRIBUTION | KUALA SELANGOR | Existing | RYB | 230/400 V | YES | Class D | LV LINE |  | 185_4C_AL_XLPE |  |  |  | 11.751 m | Incoming Tidak diketahui | 4 | 0
392044894 | TNB | DISTRIBUTION | KUALA SELANGOR | Existing | RYB | 230/400 V | YES | Class D | LV LINE |  | 185_4C_AL_XLPE |  |  |  | 22.364 m | Incoming Tidak diketahui | 4 | 0
392072977 | TNB | DISTRIBUTION | KUALA SELANGOR | Existing | RYB | 230/400 V | NO | Class C | SERVICE LINE |  | 185_4C_AL_XLPE |  |  |  | 14.881 m |  | 4 | 0
392072982 | TNB | DISTRIBUTION | KUALA SELANGOR | Existing | RYB | 230/400 V | NO | Class C | SERVICE LINE |  | 185_4C_AL_XLPE |  |  |  | 16.927 m |  | 4 | 0
392716923 | TNB | DISTRIBUTION | KUALA SELANGOR | Existing | RYB | 230/400 V | NO | Class C | LV LINE |  | 70_4C_AL_XLPE |  |  |  | 20.377 m |  | 4 | 0
392716972 | TNB | DISTRIBUTION | KUALA SELANGOR | Existing | RYB | 230/400 V | NO | Class C | LV LINE |  | 120_4C_AL_XLPE |  |  |  | 9.700 m |  | 4 | 0
392717037 | TNB | DISTRIBUTION | KUALA SELANGOR | Existing | RYB | 230/400 V | NO | Class C | LV LINE |  | 185_4C_AL_XLPE |  |  |  | 16.441 m |  | 4 | 0
392717042 | TNB | DISTRIBUTION | KUALA SELANGOR | Existing | RYB | 230/400 V | NO | Class C | LV LINE |  | 70_4C_AL_XLPE |  |  |  | 61.694 m |  | 4 | 0
392717164 | TNB | DISTRIBUTION | KUALA SELANGOR | Existing | RYB | 230/400 V | NO | Class C | LV LINE |  | 185_4C_AL_XLPE |  |  |  | 50.490 m |  | 4 | 0
392717169 | TNB | DISTRIBUTION | KUALA SELANGOR | Existing | RYB | 230/400 V | NO | Class C | SERVICE LINE |  | 70_4C_AL_XLPE |  |  |  | 37.700 m |  | 4 | 0
392717174 | TNB | DISTRIBUTION | KUALA SELANGOR | Existing | RYB | 230/400 V | NO | Class C | LV LINE |  | 185_4C_AL_XLPE |  |  |  | 89.685 m |  | 4 | 0
392717179 | TNB | DISTRIBUTION | KUALA SELANGOR | Existing | RYB | 230/400 V | NO | Class C | LV LINE |  | 185_4C_AL_XLPE |  |  |  | 100.639 m |  | 4 | 0
392717184 | TNB | DISTRIBUTION | KUALA SELANGOR | Existing | RYB | 230/400 V | NO | Class C | LV LINE |  | 185_4C_AL_XLPE |  |  |  | 67.288 m |  | 4 | 0
392717189 | TNB | DISTRIBUTION | KUALA SELANGOR | Existing | RYB | 230/400 V | NO | Class C | LV LINE |  | 185_4C_AL_XLPE |  |  |  | 22.465 m |  | 4 | 0
392717302 | TNB | DISTRIBUTION | KUALA SELANGOR | Existing | RYB | 230/400 V | NO | Class C | LV LINE |  | 70_4C_AL_XLPE |  |  |  | 40.048 m |  | 4 | 0
392717307 | TNB | DISTRIBUTION | KUALA SELANGOR | Existing | RYB | 230/400 V | NO | Class C | LV LINE |  | 70_4C_AL_XLPE |  |  |  | 125.856 m |  | 4 | 0
392717312 | TNB | DISTRIBUTION | KUALA SELANGOR | Existing | RYB | 230/400 V | NO | Class C | LV LINE |  | 120_4C_AL_XLPE |  |  |  | 45.469 m |  | 4 | 0
392717317 | TNB | DISTRIBUTION | KUALA SELANGOR | Existing | RYB | 230/400 V | NO | Class C | LV LINE |  | 70_4C_AL_XLPE |  |  |  | 136.376 m |  | 4 | 0
392717366 | TNB | DISTRIBUTION | KUALA SELANGOR | Existing | RYB | 230/400 V | NO | Class C | LV LINE |  | 70_4C_AL_XLPE |  |  |  | 35.569 m |  | 4 | 0
392717376 | TNB | DISTRIBUTION | KUALA SELANGOR | Existing | RYB | 230/400 V | NO | Class C | LV LINE |  | 120_4C_AL_XLPE |  |  |  | 40.184 m |  | 4 | 0
392717566 | TNB | DISTRIBUTION | KUALA SELANGOR | Existing | RYB | 230/400 V | NO | Class C | LV LINE |  | 70_4C_AL_XLPE |  |  |  | 35.229 m |  | 4 | 0
392717571 | TNB | DISTRIBUTION | KUALA SELANGOR | Existing | RYB | 230/400 V | NO | Class C | LV LINE |  | 70_4C_AL_XLPE |  |  |  | 45.164 m |  | 4 | 0
392717581 | TNB | DISTRIBUTION | KUALA SELANGOR | Existing | RYB | 230/400 V | NO | Class C | LV LINE |  | 70_4C_AL_XLPE |  |  |  | 72.991 m |  | 4 | 0
392717586 | TNB | DISTRIBUTION | KUALA SELANGOR | Existing | RYB | 230/400 V | NO | Class C | LV LINE |  | 70_4C_AL_XLPE |  |  |  | 61.129 m |  | 4 | 0
392717591 | TNB | DISTRIBUTION | KUALA SELANGOR | Existing | RYB | 230/400 V | NO | Class C | LV LINE |  | 70_4C_AL_XLPE |  |  |  | 55.943 m |  | 4 | 0
392717596 | TNB | DISTRIBUTION | KUALA SELANGOR | Existing | RYB | 230/400 V | NO | Class C | LV LINE |  | 70_4C_AL_XLPE |  |  |  | 70.773 m |  | 4 | 0
392718003 | TNB | DISTRIBUTION | KUALA SELANGOR | Existing | RYB | 230/400 V | YES | Class D | LV LINE |  | 300_4C_AL_XLPE |  |  |  | 14.625 m |  | 4 | 0
392718008 | TNB | DISTRIBUTION | KUALA SELANGOR | Existing | RYB | 230/400 V | YES | Class D | LV LINE |  | 300_4C_AL_XLPE |  |  |  | 13.224 m |  | 4 | 0
392853774 | TNB | DISTRIBUTION | KUALA SELANGOR | Existing | RYB | 230/400 V | NO | Class C | SERVICE LINE |  | 70_4C_AL_XLPE |  |  |  | 9.182 m |  | 4 | 0
393786147 | TNB | DISTRIBUTION | KUALA SELANGOR | Existing | RYB | 230/400 V | Unknown | Class C | LV LINE |  | 7X_500_1C_CU_PVC/PVC |  |  |  | 0.358 m |  | 7 | 0
393786150 | TNB | DISTRIBUTION | KUALA SELANGOR | Existing | RYB | 230/400 V | Unknown | Class C | LV LINE |  | 7X_500_1C_CU_PVC/PVC |  |  |  | 0.358 m |  | 7 | 0
393786369 | TNB | DISTRIBUTION | KUALA SELANGOR | Existing | RYB | 230/400 V | Unknown | Class C | LV LINE |  | 7X_500_1C_CU_PVC/PVC |  |  |  | 0.358 m |  | 7 | 0
393786475 | TNB | DISTRIBUTION | KUALA SELANGOR | Existing | RYB | 230/400 V | Unknown | Class C | LV LINE |  | 7X_500_1C_CU_PVC/PVC |  |  |  | 0.358 m |  | 7 | 0

## Output
Id | Owner Type | Owner Name | Operational Area | Status | Phasing | Nominal Voltage | Assumed? | Data Quality Class | Usage | ERMS Functional Location | Label | From | To | Actual Length | Calculated Length | Remarks | LV UG Cables | LV UG Annotations | Check | Detail
253497012 | TNB | DISTRIBUTION | KUALA SELANGOR | Existing | RYB | 230/400 V |  |  | LV LINE |  | 70_4C_AL_PILC |  |  |  | 0.023 m |  | 4 | 0 | Pass | null
253739329 | TNB | DISTRIBUTION | KUALA SELANGOR | Existing | RYB | 230/400 V |  |  | LV LINE |  | 120_4C_AL_XLPE |  |  |  | 0.018 m |  | 4 | 0 | Pass | null
253810680 | TNB | DISTRIBUTION | KUALA SELANGOR | Existing | RYB | 230/400 V |  |  | LV LINE |  | 120_4C_AL_PILC |  |  |  | 0.022 m |  | 4 | 0 | Pass | null
254592206 | TNB | DISTRIBUTION | KUALA SELANGOR | Existing | RYB | 230/400 V |  |  | LV LINE |  | 7X_500_1C_CU_PVC/PVC |  |  |  | 1.549 m |  | 7 | 0 | Pass | null
254592236 | TNB | DISTRIBUTION | KUALA SELANGOR | Existing | RYB | 230/400 V |  |  | LV LINE |  | 7X_500_1C_AL_PVC/PVC |  |  |  | 1.546 m |  | 7 | 0 | Pass | null
254592241 | TNB | DISTRIBUTION | KUALA SELANGOR | Existing | RYB | 230/400 V |  |  | LV LINE |  | 7X_300_1C_AL_PVC/PVC |  |  |  | 0.980 m |  | 7 | 0 | Pass | null
254592406 | TNB | DISTRIBUTION | KUALA SELANGOR | Existing | RYB | 230/400 V |  |  | LV LINE |  | 7X_300_1C_AL_PVC/PVC |  |  |  | 1.249 m |  | 7 | 0 | Pass | null
254592801 | TNB | DISTRIBUTION | KUALA SELANGOR | Existing | RYB | 230/400 V |  |  | LV LINE |  | 7X_300_1C_AL_PVC/PVC |  |  |  | 0.056 m |  | 7 | 0 | Pass | null
254593091 | TNB | DISTRIBUTION | KUALA SELANGOR | Existing | RYB | 230/400 V |  |  | LV LINE |  | 7X_500_1C_CU_PVC/PVC |  |  |  | 1.539 m |  | 7 | 0 | Pass | null
254593131 | TNB | DISTRIBUTION | KUALA SELANGOR | Existing | RYB | 230/400 V |  |  | LV LINE |  | 7X_300_1C_AL_PVC/PVC |  |  |  | 1.566 m |  | 7 | 0 | Pass | null
254593136 | TNB | DISTRIBUTION | KUALA SELANGOR | Existing | RYB | 230/400 V |  |  | LV LINE |  | 7X_500_1C_CU_PVC/PVC |  |  |  | 1.481 m |  | 7 | 0 | Pass | null
254593271 | TNB | DISTRIBUTION | KUALA SELANGOR | Existing | RYB | 230/400 V |  |  | LV LINE |  | 7X_500_1C_CU_PVC/PVC |  |  |  | 1.276 m |  | 7 | 0 | Pass | null
254593461 | TNB | DISTRIBUTION | KUALA SELANGOR | Existing | RYB | 230/400 V |  |  | LV LINE |  | 500_1C_AL_PVC/PVC |  |  |  | 0.816 m |  | 7 | 0 | Pass | null
254594091 | TNB | DISTRIBUTION | KUALA SELANGOR | Existing | RYB | 230/400 V |  |  | LV LINE |  | 7X_300_1C_AL_PVC/PVC |  |  |  | 1.658 m |  | 7 | 0 | Pass | null
254594121 | TNB | DISTRIBUTION | KUALA SELANGOR | Existing | RYB | 230/400 V |  |  | LV LINE |  | 7X_500_1C_AL_PVC/PVC |  |  |  | 1.572 m |  | 7 | 0 | Pass | null
254594261 | TNB | DISTRIBUTION | KUALA SELANGOR | Existing | RYB | 230/400 V |  |  | LV LINE |  | 7X_500_1C_CU_PVC/PVC |  |  |  | 0.595 m |  | 7 | 0 | Pass | null
254594476 | TNB | DISTRIBUTION | KUALA SELANGOR | Existing | RYB | 230/400 V |  |  | LV LINE |  | 7X_500_1C_CU_PVC/PVC |  |  |  | 1.550 m |  | 7 | 0 | Pass | null
254594481 | TNB | DISTRIBUTION | KUALA SELANGOR | Existing | RYB | 230/400 V |  |  | LV LINE |  | 7X_500_1C_CU_PVC/PVC |  |  |  | 1.136 m |  | 7 | 0 | Pass | null
254594621 | TNB | DISTRIBUTION | KUALA SELANGOR | Existing | RYB | 230/400 V |  |  | LV LINE |  | 7X_500_1C_CU_PVC/PVC |  |  |  | 0.056 m |  | 7 | 0 | Pass | null
254594631 | TNB | DISTRIBUTION | KUALA SELANGOR | Existing | RYB | 230/400 V |  |  | LV LINE |  | 7X_300_1C_AL_PVC/PVC |  |  |  | 1.678 m |  | 7 | 0 | Pass | null
254596251 | TNB | DISTRIBUTION | KUALA SELANGOR | Existing | RYB | 230/400 V | NO | Class C | LV LINE |  | 7X_300_1C_AL_PVC/PVC |  |  |  | 0.060 m |  | 7 | 0 | Pass | null
254613662 | TNB | DISTRIBUTION | KUALA SELANGOR | Existing | RYB | 230/400 V |  |  | LV LINE |  | 7X_500_1C_AL_PVC/PVC |  |  |  | 1.947 m |  | 7 | 0 | Pass | null
254620352 | TNB | DISTRIBUTION | KUALA SELANGOR | Existing | RYB | 230/400 V |  |  | LV LINE |  | 7X_500_1C_CU_PVC/PVC |  |  |  | 1.239 m |  | 7 | 0 | Pass | null
254620462 | TNB | DISTRIBUTION | KUALA SELANGOR | Existing | RYB | 230/400 V |  |  | LV LINE |  | 7X_500_1C_CU_PVC/PVC |  |  |  | 1.118 m |  | 7 | 0 | Pass | null
254625097 | TNB | DISTRIBUTION | KUALA SELANGOR | Existing | RYB | 230/400 V |  |  | LV LINE |  | 7X_500_1C_CU_PVC/PVC |  |  |  | 1.431 m |  | 7 | 0 | Pass | null
254625447 | TNB | DISTRIBUTION | KUALA SELANGOR | Existing | RYB | 230/400 V |  |  | LV LINE |  | 7X_500_1C_AL_PVC/PVC |  |  |  | 1.819 m |  | 7 | 0 | Pass | null
254625452 | TNB | DISTRIBUTION | KUALA SELANGOR | Existing | RYB | 230/400 V |  |  | LV LINE |  | 4X_300_1C_AL_PVC/PVC |  |  |  | 0.945 m |  | 4 | 0 | Pass | null
254625852 | TNB | DISTRIBUTION | KUALA SELANGOR | Existing | RYB | 230/400 V |  |  | LV LINE |  | 7X_300_1C_AL_PVC/PVC |  |  |  | 1.872 m |  | 7 | 0 | Pass | null
254625872 | TNB | DISTRIBUTION | KUALA SELANGOR | Existing | RYB | 230/400 V |  |  | LV LINE |  | 7X_300_1C_AL_PVC/PVC |  |  |  | 1.850 m |  | 7 | 0 | Pass | null
254629622 | TNB | DISTRIBUTION | KUALA SELANGOR | Existing | RYB | 230/400 V |  |  | LV LINE |  | 7X_300_1C_AL_PVC/PVC |  |  |  | 1.050 m |  | 7 | 0 | Pass | null
254629627 | TNB | DISTRIBUTION | KUALA SELANGOR | Existing | RYB | 230/400 V |  |  | LV LINE |  | 7X_500_1C_CU_PVC/PVC |  |  |  | 1.474 m |  | 7 | 0 | Pass | null
254629877 | TNB | DISTRIBUTION | KUALA SELANGOR | Existing | RYB | 230/400 V |  |  | LV LINE |  | 7X_500_1C_CU_PVC/PVC |  |  |  | 1.507 m |  | 7 | 0 | Pass | null
254632578 | TNB | DISTRIBUTION | KUALA SELANGOR | Existing | RYB | 230/400 V |  |  | LV LINE |  | 7X_500_1C_CU_PVC/PVC |  |  |  | 1.783 m |  | 7 | 0 | Pass | null
254633073 | TNB | DISTRIBUTION | KUALA SELANGOR | Existing | RYB | 230/400 V |  |  | LV LINE |  | 7X_500_1C_CU_PVC/PVC |  |  |  | 0.792 m |  | 7 | 0 | Pass | null
254638483 | TNB | DISTRIBUTION | KUALA SELANGOR | Existing | RYB | 230/400 V |  |  | LV LINE |  | 7X_500_1C_CU_PVC/PVC |  |  |  | 0.699 m |  | 7 | 0 | Pass | null
254640753 | TNB | DISTRIBUTION | KUALA SELANGOR | Existing | RYB | 230/400 V |  |  | LV LINE |  | 7X_500_1C_CU_PVC/PVC |  |  |  | 0.052 m |  | 7 | 0 | Pass | null
254647738 | TNB | DISTRIBUTION | KUALA SELANGOR | Existing | RYB | 230/400 V |  |  | LV LINE |  | 7X_500_1C_CU_PVC/PVC |  |  |  | 1.203 m |  | 7 | 0 | Pass | null
254654548 | TNB | DISTRIBUTION | KUALA SELANGOR | Existing | RYB | 230/400 V |  |  | LV LINE |  | 7X_300_1C_AL_PVC/PVC |  |  |  | 1.568 m |  | 7 | 0 | Pass | null
254656103 | TNB | DISTRIBUTION | KUALA SELANGOR | Existing | RYB | 230/400 V |  |  | LV LINE |  | 7X_500_1C_CU_PVC/PVC |  |  |  | 0.062 m |  | 7 | 0 | Pass | null
254656933 | TNB | DISTRIBUTION | KUALA SELANGOR | Existing | RYB | 230/400 V |  |  | LV LINE |  | 7X_500_1C_CU_PVC/PVC |  |  |  | 0.295 m |  | 7 | 0 | Pass | null
254656958 | TNB | DISTRIBUTION | KUALA SELANGOR | Existing | RYB | 230/400 V |  |  | LV LINE |  | 7X_500_1C_CU_PVC/PVC |  |  |  | 0.622 m |  | 7 | 0 | Pass | null
254656973 | TNB | DISTRIBUTION | KUALA SELANGOR | Existing | RYB | 230/400 V |  |  | LV LINE |  | 7X_500_1C_CU_PVC/PVC |  |  |  | 1.043 m |  | 7 | 0 | Pass | null
254658133 | TNB | DISTRIBUTION | KUALA SELANGOR | Existing | RYB | 230/400 V |  |  | LV LINE |  | 7X_300_1C_AL_PVC/PVC |  |  |  | 1.569 m |  | 7 | 0 | Pass | null
254658368 | TNB | DISTRIBUTION | KUALA SELANGOR | Existing | RYB | 230/400 V |  |  | LV LINE |  | 7X_300_1C_AL_PVC/PVC |  |  |  | 1.052 m |  | 7 | 0 | Pass | null
254658723 | TNB | DISTRIBUTION | KUALA SELANGOR | Existing | RYB | 230/400 V |  |  | LV LINE |  | 7X_300_1C_AL_PVC/PVC |  |  |  | 0.065 m |  | 7 | 0 | Pass | null
254658988 | TNB | DISTRIBUTION | KUALA SELANGOR | Existing | RYB | 230/400 V |  |  | LV LINE |  | 7X_500_1C_CU_PVC/PVC |  |  |  | 0.395 m |  | 7 | 0 | Pass | null
254675283 | TNB | DISTRIBUTION | KUALA SELANGOR | Existing | RYB | 230/400 V |  |  | LV LINE |  | 500_1C_CU_PVC/PVC |  |  |  | 1.621 m |  | 4 | 0 | Pass | null
254679728 | TNB | DISTRIBUTION | KUALA SELANGOR | Existing | RYB | 230/400 V |  |  | LV LINE |  | 7X_300_1C_AL_PVC/PVC |  |  |  | 1.979 m |  | 7 | 0 | Pass | null
254682603 | TNB | DISTRIBUTION | KUALA SELANGOR | Existing | RYB | 230/400 V |  |  | LV LINE |  | 7X_500_1C_CU_PVC/PVC |  |  |  | 0.060 m |  | 7 | 0 | Pass | null
254682688 | TNB | DISTRIBUTION | KUALA SELANGOR | Existing | RYB | 230/400 V |  |  | LV LINE |  | 7X_500_1C_CU_PVC/PVC |  |  |  | 1.053 m |  | 7 | 0 | Pass | null
254685718 | TNB | DISTRIBUTION | KUALA SELANGOR | Existing | RYB | 230/400 V |  |  | LV LINE |  | 7X_300_1C_AL_PVC/PVC |  |  |  | 1.534 m |  | 7 | 0 | Pass | null
254686083 | TNB | DISTRIBUTION | KUALA SELANGOR | Existing | RYB | 230/400 V |  |  | LV LINE |  | 7X_500_1C_CU_PVC/PVC |  |  |  | 1.886 m |  | 7 | 0 | Pass | null
254692548 | TNB | DISTRIBUTION | KUALA SELANGOR | Existing | RYB | 230/400 V |  |  | LV LINE |  | 7X_300_1C_AL_PVC/PVC |  |  |  | 1.286 m |  | 7 | 0 | Pass | null
254697638 | TNB | DISTRIBUTION | KUALA SELANGOR | Existing | RYB | 230/400 V |  |  | LV LINE |  | 7X_500_1C_CU_PVC/PVC |  |  |  | 1.268 m |  | 7 | 0 | Pass | null
254697658 | TNB | DISTRIBUTION | KUALA SELANGOR | Existing | RYB | 230/400 V |  |  | LV LINE |  | 7X_500_1C_CU_PVC/PVC |  |  |  | 1.099 m |  | 7 | 0 | Pass | null
376961711 | TNB | DISTRIBUTION | KUALA SELANGOR | Existing | RYB | 230/400 V | NO | Class C | LV LINE |  | 7X_300_1C_AL_PVC/PVC |  |  |  | 0.204 m |  | 7 | 0 | Pass | null
376961840 | TNB | DISTRIBUTION | KUALA SELANGOR | Existing | RYB | 230/400 V | Unknown |  | LV LINE |  | 7X_500_1C_CU_PVC/PVC |  |  |  | 0.209 m |  | 7 | 0 | Pass | null
376961983 | TNB | DISTRIBUTION | KUALA SELANGOR | Existing | RYB | 230/400 V | Unknown |  | LV LINE |  | 7X_500_1C_CU_PVC/PVC |  |  |  | 0.280 m |  | 7 | 0 | Pass | null
377034969 | TNB | DISTRIBUTION | KUALA SELANGOR | Existing | RYB | 230/400 V | Unknown |  | LV LINE |  | 7X_500_1C_CU_PVC/PVC |  |  |  | 0.670 m |  | 7 | 0 | Pass | null
377966630 | TNB | DISTRIBUTION | KUALA SELANGOR | Existing | RYB | 230/400 V | Unknown |  | LV LINE |  | 7X_500_1C_CU_PVC/PVC |  |  |  | 0.842 m |  | 7 | 0 | Pass | null
377966900 | TNB | DISTRIBUTION | KUALA SELANGOR | Existing | RYB | 230/400 V | Unknown |  | LV LINE |  | 7X_500_1C_CU_PVC/PVC |  |  |  | 0.524 m |  | 7 | 0 | Pass | null
379512335 | TNB | DISTRIBUTION | KUALA SELANGOR | Existing | RYB | 230/400 V | Unknown |  | LV LINE |  | 7X_300_1C_AL_PVC/PVC |  |  |  | 0.199 m |  | 7 | 0 | Pass | null
379512466 | TNB | DISTRIBUTION | KUALA SELANGOR | Existing | RYB | 230/400 V | Unknown |  | LV LINE |  | 7X_500_1C_CU_PVC/PVC |  |  |  | 0.215 m |  | 7 | 0 | Pass | null
379787391 | TNB | DISTRIBUTION | KUALA SELANGOR | Existing | RYB | 230/400 V | Unknown |  | LV LINE |  | 7X_300_1C_AL_PVC/PVC |  |  |  | 0.133 m |  | 7 | 0 | Pass | null
379787511 | TNB | DISTRIBUTION | KUALA SELANGOR | Existing | RYB | 230/400 V | Unknown |  | LV LINE |  | 7X_500_1C_CU_PVC/PVC |  |  |  | 0.128 m |  | 7 | 0 | Pass | null
379787607 | TNB | DISTRIBUTION | KUALA SELANGOR | Existing | RYB | 230/400 V | Unknown |  | LV LINE |  | 7X_300_1C_AL_PVC/PVC |  |  |  | 0.121 m |  | 7 | 0 | Pass | null
379787701 | TNB | DISTRIBUTION | KUALA SELANGOR | Existing | RYB | 230/400 V | Unknown |  | LV LINE |  | 7X_300_1C_AL_PVC/PVC |  |  |  | 0.127 m |  | 7 | 0 | Pass | null
379787993 | TNB | DISTRIBUTION | KUALA SELANGOR | Existing | RYB | 230/400 V | Unknown |  | LV LINE |  | 7X_500_1C_CU_PVC/PVC |  |  |  | 0.241 m |  | 7 | 0 | Pass | null
379791540 | TNB | DISTRIBUTION | KUALA SELANGOR | Existing | RYB | 230/400 V | Unknown |  | LV LINE |  | 7X_500_1C_CU_PVC/PVC |  |  |  | 0.181 m |  | 7 | 0 | Pass | null
379791634 | TNB | DISTRIBUTION | KUALA SELANGOR | Existing | RYB | 230/400 V | Unknown |  | LV LINE |  | 7X_300_1C_AL_PVC/PVC |  |  |  | 0.252 m |  | 7 | 0 | Pass | null
379791737 | TNB | DISTRIBUTION | KUALA SELANGOR | Existing | RYB | 230/400 V | Unknown |  | LV LINE |  | 7X_500_1C_CU_PVC/PVC |  |  |  | 0.156 m |  | 7 | 0 | Pass | null
379791831 | TNB | DISTRIBUTION | KUALA SELANGOR | Existing | RYB | 230/400 V | Unknown |  | LV LINE |  | 7X_500_1C_CU_PVC/PVC |  |  |  | 0.163 m |  | 7 | 0 | Pass | null
379791952 | TNB | DISTRIBUTION | KUALA SELANGOR | Existing | RYB | 230/400 V | Unknown |  | LV LINE |  | 7X_300_1C_AL_PVC/PVC |  |  |  | 0.206 m |  | 7 | 0 | Pass | null
379792048 | TNB | DISTRIBUTION | KUALA SELANGOR | Existing | RYB | 230/400 V | Unknown |  | LV LINE |  | 7X_300_1C_AL_PVC/PVC |  |  |  | 0.235 m |  | 7 | 0 | Pass | null
379792144 | TNB | DISTRIBUTION | KUALA SELANGOR | Existing | RYB | 230/400 V | Unknown |  | LV LINE |  | 7X_500_1C_CU_PVC/PVC |  |  |  | 0.246 m |  | 7 | 0 | Pass | null
379792240 | TNB | DISTRIBUTION | KUALA SELANGOR | Existing | RYB | 230/400 V | Unknown |  | LV LINE |  | 7X_500_1C_CU_PVC/PVC |  |  |  | 0.193 m |  | 7 | 0 | Pass | null
379792334 | TNB | DISTRIBUTION | KUALA SELANGOR | Existing | RYB | 230/400 V | Unknown |  | LV LINE |  | 7X_500_1C_CU_PVC/PVC |  |  |  | 0.178 m |  | 7 | 0 | Pass | null
379792428 | TNB | DISTRIBUTION | KUALA SELANGOR | Existing | RYB | 230/400 V | Unknown |  | LV LINE |  | 7X_500_1C_CU_PVC/PVC |  |  |  | 0.160 m |  | 7 | 0 | Pass | null
379792524 | TNB | DISTRIBUTION | KUALA SELANGOR | Existing | RYB | 230/400 V | Unknown |  | LV LINE |  | 7X_500_1C_CU_PVC/PVC |  |  |  | 0.202 m |  | 7 | 0 | Pass | null
379792620 | TNB | DISTRIBUTION | KUALA SELANGOR | Existing | RYB | 230/400 V | Unknown |  | LV LINE |  | 7X_500_1C_CU_PVC/PVC |  |  |  | 0.174 m |  | 7 | 0 | Pass | null
379792716 | TNB | DISTRIBUTION | KUALA SELANGOR | Existing | RYB | 230/400 V | Unknown |  | LV LINE |  | 7X_500_1C_CU_PVC/PVC |  |  |  | 0.185 m |  | 7 | 0 | Pass | null
379792810 | TNB | DISTRIBUTION | KUALA SELANGOR | Existing | RYB | 230/400 V | Unknown |  | LV LINE |  | 7X_500_1C_CU_PVC/PVC |  |  |  | 0.204 m |  | 7 | 0 | Pass | null
379792914 | TNB | DISTRIBUTION | KUALA SELANGOR | Existing | RYB | 230/400 V | Unknown |  | LV LINE |  | 7X_500_1C_CU_PVC/PVC |  |  |  | 0.197 m |  | 7 | 0 | Pass | null
379793111 | TNB | DISTRIBUTION | KUALA SELANGOR | Existing | RYB | 230/400 V | Unknown |  | LV LINE |  | 7X_500_1C_CU_PVC/PVC |  |  |  | 0.268 m |  | 7 | 0 | Pass | null
379793205 | TNB | DISTRIBUTION | KUALA SELANGOR | Existing | RYB | 230/400 V | Unknown |  | LV LINE |  | 7X_500_1C_CU_PVC/PVC |  |  |  | 4.382 m |  | 7 | 0 | Pass | null
379793353 | TNB | DISTRIBUTION | KUALA SELANGOR | Existing | RYB | 230/400 V | Unknown |  | LV LINE |  | 7X_300_1C_AL_PVC/PVC |  |  |  | 0.272 m |  | 7 | 0 | Pass | null
379793447 | TNB | DISTRIBUTION | KUALA SELANGOR | Existing | RYB | 230/400 V | Unknown |  | LV LINE |  | 7X_500_1C_CU_PVC/PVC |  |  |  | 0.267 m |  | 7 | 0 | Pass | null
379793548 | TNB | DISTRIBUTION | KUALA SELANGOR | Existing | RYB | 230/400 V | YES |  | LV LINE |  | 7X_500_1C_CU_PVC/PVC |  |  |  | 0.215 m |  | 7 | 0 | Pass | null
379793723 | TNB | DISTRIBUTION | KUALA SELANGOR | Existing | RYB | 230/400 V | Unknown |  | LV LINE |  | 7X_300_1C_AL_PVC/PVC |  |  |  | 0.172 m |  | 7 | 0 | Pass | null
379793726 | TNB | DISTRIBUTION | KUALA SELANGOR | Existing | RYB | 230/400 V | Unknown |  | LV LINE |  | 7X_500_1C_CU_PVC/PVC |  |  |  | 10.875 m |  | 7 | 0 | Pass | null
379794015 | TNB | DISTRIBUTION | KUALA SELANGOR | Existing | RYB | 230/400 V | Unknown |  | LV LINE |  | 7X_300_1C_AL_PVC/PVC |  |  |  | 0.219 m |  | 7 | 0 | Pass | null
379794116 | TNB | DISTRIBUTION | KUALA SELANGOR | Existing | RYB | 230/400 V | Unknown |  | LV LINE |  | 7X_500_1C_CU_PVC/PVC |  |  |  | 5.959 m |  | 7 | 0 | Pass | null
379794119 | TNB | DISTRIBUTION | KUALA SELANGOR | Existing | RYB | 230/400 V | Unknown |  | LV LINE |  | 7X_500_1C_CU_PVC/PVC |  |  |  | 0.194 m |  | 7 | 0 | Pass | null
379794304 | TNB | DISTRIBUTION | KUALA SELANGOR | Existing | RYB | 230/400 V | Unknown |  | LV LINE |  | 7X_500_1C_CU_PVC/PVC |  |  |  | 89.941 m |  | 7 | 0 | Pass | null
379794307 | TNB | DISTRIBUTION | KUALA SELANGOR | Existing | RYB | 230/400 V | Unknown |  | LV LINE |  | 7X_500_1C_CU_PVC/PVC |  |  |  | 0.261 m |  | 7 | 0 | Pass | null
379794475 | TNB | DISTRIBUTION | KUALA SELANGOR | Existing | RYB | 230/400 V | Unknown |  | LV LINE |  | 7X_500_1C_CU_PVC/PVC |  |  |  | 0.218 m |  | 7 | 0 | Pass | null
379794478 | TNB | DISTRIBUTION | KUALA SELANGOR | Existing | RYB | 230/400 V | Unknown |  | LV LINE |  | 7X_500_1C_CU_PVC/PVC |  |  |  | 0.191 m |  | 7 | 0 | Pass | null
379794650 | TNB | DISTRIBUTION | KUALA SELANGOR | Existing | RYB | 230/400 V | Unknown |  | LV LINE |  | 7X_300_1C_AL_PVC/PVC |  |  |  | 0.252 m |  | 7 | 0 | Pass | null
379794653 | TNB | DISTRIBUTION | KUALA SELANGOR | Existing | RYB | 230/400 V | Unknown |  | LV LINE |  | 7X_500_1C_CU_PVC/PVC |  |  |  | 0.222 m |  | 7 | 0 | Pass | null
379794821 | TNB | DISTRIBUTION | KUALA SELANGOR | Existing | RYB | 230/400 V | Unknown |  | LV LINE |  | 7X_500_1C_CU_PVC/PVC |  |  |  | 0.289 m |  | 7 | 0 | Pass | null
379794824 | TNB | DISTRIBUTION | KUALA SELANGOR | Existing | RYB | 230/400 V | Unknown |  | LV LINE |  | 7X_500_1C_CU_PVC/PVC |  |  |  | 0.247 m |  | 7 | 0 | Pass | null
379794985 | TNB | DISTRIBUTION | KUALA SELANGOR | Existing | RYB | 230/400 V | Unknown |  | LV LINE |  | 7X_500_1C_CU_PVC/PVC |  |  |  | 0.216 m |  | 7 | 0 | Pass | null
379795081 | TNB | DISTRIBUTION | KUALA SELANGOR | Existing | RYB | 230/400 V | Unknown |  | LV LINE |  | 7X_500_1C_CU_PVC/PVC |  |  |  | 0.207 m |  | 7 | 0 | Pass | null
379795175 | TNB | DISTRIBUTION | KUALA SELANGOR | Existing | RYB | 230/400 V | Unknown |  | LV LINE |  | 4X_300_1C_AL_PVC/PVC |  |  |  | 0.209 m |  | 4 | 0 | Pass | null
379795269 | TNB | DISTRIBUTION | KUALA SELANGOR | Existing | RYB | 230/400 V | Unknown |  | LV LINE |  | 7X_300_1C_AL_PVC/PVC |  |  |  | 0.171 m |  | 7 | 0 | Pass | null
379795363 | TNB | DISTRIBUTION | KUALA SELANGOR | Existing | RYB | 230/400 V | Unknown |  | LV LINE |  | 7X_300_1C_AL_PVC/PVC |  |  |  | 0.194 m |  | 7 | 0 | Pass | null
379795457 | TNB | DISTRIBUTION | KUALA SELANGOR | Existing | RYB | 230/400 V | Unknown |  | LV LINE |  | 7X_300_1C_AL_PVC/PVC |  |  |  | 0.257 m |  | 7 | 0 | Pass | null
379795551 | TNB | DISTRIBUTION | KUALA SELANGOR | Existing | RYB | 230/400 V | Unknown |  | LV LINE |  | 7X_300_1C_AL_PVC/PVC |  |  |  | 0.243 m |  | 7 | 0 | Pass | null
379795764 | TNB | DISTRIBUTION | KUALA SELANGOR | Existing | RYB | 230/400 V | Unknown |  | LV LINE |  | 7X_500_1C_CU_PVC/PVC |  |  |  | 0.120 m |  | 7 | 0 | Pass | null
379795858 | TNB | DISTRIBUTION | KUALA SELANGOR | Existing | RYB | 230/400 V | Unknown |  | LV LINE |  | 7X_500_1C_CU_PVC/PVC |  |  |  | 0.186 m |  | 7 | 0 | Pass | null
379795952 | TNB | DISTRIBUTION | KUALA SELANGOR | Existing | RYB | 230/400 V | Unknown |  | LV LINE |  | 7X_300_1C_AL_PVC/PVC |  |  |  | 0.124 m |  | 7 | 0 | Pass | null
379796046 | TNB | DISTRIBUTION | KUALA SELANGOR | Existing | RYB | 230/400 V | Unknown |  | LV LINE |  | 7X_300_1C_AL_PVC/PVC |  |  |  | 0.152 m |  | 7 | 0 | Pass | null
379796140 | TNB | DISTRIBUTION | KUALA SELANGOR | Existing | RYB | 230/400 V | Unknown |  | LV LINE |  | 7X_500_1C_CU_PVC/PVC |  |  |  | 0.179 m |  | 7 | 0 | Pass | null
379796234 | TNB | DISTRIBUTION | KUALA SELANGOR | Existing | RYB | 230/400 V | Unknown |  | LV LINE |  | 7X_300_1C_AL_PVC/PVC |  |  |  | 0.203 m |  | 7 | 0 | Pass | null
379796328 | TNB | DISTRIBUTION | KUALA SELANGOR | Existing | RYB | 230/400 V | Unknown |  | LV LINE |  | 7X_500_1C_CU_PVC/PVC |  |  |  | 0.060 m |  | 7 | 0 | Pass | null
379796541 | TNB | DISTRIBUTION | KUALA SELANGOR | Existing | RYB | 230/400 V | Unknown |  | LV LINE |  | 7X_500_1C_CU_PVC/PVC |  |  |  | 0.237 m |  | 7 | 0 | Pass | null
379796544 | TNB | DISTRIBUTION | KUALA SELANGOR | Existing | RYB | 230/400 V | Unknown |  | LV LINE |  | 7X_500_1C_CU_PVC/PVC |  |  |  | 0.264 m |  | 7 | 0 | Pass | null
379796799 | TNB | DISTRIBUTION | KUALA SELANGOR | Existing | RYB | 230/400 V | Unknown |  | LV LINE |  | 7X_300_1C_AL_PVC/PVC |  |  |  | 0.214 m |  | 7 | 0 | Pass | null
379796893 | TNB | DISTRIBUTION | KUALA SELANGOR | Existing | RYB | 230/400 V | Unknown |  | LV LINE |  | 7X_500_1C_CU_PVC/PVC |  |  |  | 0.269 m |  | 7 | 0 | Pass | null
379796987 | TNB | DISTRIBUTION | KUALA SELANGOR | Existing | RYB | 230/400 V | Unknown |  | LV LINE |  | 7X_500_1C_CU_PVC/PVC |  |  |  | 0.205 m |  | 7 | 0 | Pass | null
379797081 | TNB | DISTRIBUTION | KUALA SELANGOR | Existing | RYB | 230/400 V | Unknown |  | LV LINE |  | 7X_300_1C_AL_PVC/PVC |  |  |  | 0.324 m |  | 7 | 0 | Pass | null
379797175 | TNB | DISTRIBUTION | KUALA SELANGOR | Existing | RYB | 230/400 V | Unknown |  | LV LINE |  | 7X_300_1C_AL_PVC/PVC |  |  |  | 0.265 m |  | 7 | 0 | Pass | null
379797269 | TNB | DISTRIBUTION | KUALA SELANGOR | Existing | RYB | 230/400 V | Unknown |  | LV LINE |  | 7X_300_1C_AL_PVC/PVC |  |  |  | 0.176 m |  | 7 | 0 | Pass | null
379797370 | TNB | DISTRIBUTION | KUALA SELANGOR | Existing | RYB | 230/400 V | Unknown |  | LV LINE |  | 7X_500_1C_CU_PVC/PVC |  |  |  | 0.304 m |  | 7 | 0 | Pass | null
379797373 | TNB | DISTRIBUTION | KUALA SELANGOR | Existing | RYB | 230/400 V | Unknown |  | LV LINE |  | 7X_500_1C_CU_PVC/PVC |  |  |  | 0.297 m |  | 7 | 0 | Pass | null
379797534 | TNB | DISTRIBUTION | KUALA SELANGOR | Existing | RYB | 230/400 V | Unknown |  | LV LINE |  | 7X_300_1C_AL_PVC/PVC |  |  |  | 0.274 m |  | 7 | 0 | Pass | null
379797628 | TNB | DISTRIBUTION | KUALA SELANGOR | Existing | RYB | 230/400 V | Unknown |  | LV LINE |  | 7X_300_1C_AL_PVC/PVC |  |  |  | 0.206 m |  | 7 | 0 | Pass | null
379797722 | TNB | DISTRIBUTION | KUALA SELANGOR | Existing | RYB | 230/400 V | NO | Class C | LV LINE |  | 7X_300_1C_AL_PVC/PVC |  |  |  | 0.195 m |  | 7 | 0 | Pass | null
379798032 | TNB | DISTRIBUTION | KUALA SELANGOR | Existing | RYB | 230/400 V | Unknown |  | LV LINE |  | 7X_500_1C_CU_PVC/PVC |  |  |  | 0.234 m |  | 7 | 0 | Pass | null
379798126 | TNB | DISTRIBUTION | KUALA SELANGOR | Existing | RYB | 230/400 V | Unknown |  | LV LINE |  | 7X_500_1C_CU_PVC/PVC |  |  |  | 0.254 m |  | 7 | 0 | Pass | null
379798408 | TNB | DISTRIBUTION | KUALA SELANGOR | Existing | RYB | 230/400 V | Unknown |  | LV LINE |  | 7X_300_1C_AL_PVC/PVC |  |  |  | 0.252 m |  | 7 | 0 | Pass | null
379864668 | TNB | DISTRIBUTION | KUALA SELANGOR | Existing | RYB | 230/400 V | Unknown |  | LV LINE |  | 7X_500_1C_CU_PVC/PVC |  |  |  | 0.310 m |  | 7 | 0 | Pass | null
379864762 | TNB | DISTRIBUTION | KUALA SELANGOR | Existing | RYB | 230/400 V | Unknown |  | LV LINE |  | 7X_300_1C_AL_PVC/PVC |  |  |  | 0.198 m |  | 7 | 0 | Pass | null
379864856 | TNB | DISTRIBUTION | KUALA SELANGOR | Existing | RYB | 230/400 V | Unknown |  | LV LINE |  | 7X_300_1C_AL_PVC/PVC |  |  |  | 0.221 m |  | 7 | 0 | Pass | null
379869026 | TNB | DISTRIBUTION | KUALA SELANGOR | Existing | RYB | 230/400 V | Unknown |  | LV LINE |  | 7X_500_1C_AL_PVC/PVC |  |  |  | 0.870 m |  | 7 | 0 | Pass | null
379869252 | TNB | DISTRIBUTION | KUALA SELANGOR | Existing | RYB | 230/400 V | Unknown |  | LV LINE |  | 7X_500_1C_CU_PVC/PVC |  |  |  | 1.168 m |  | 7 | 0 | Pass | null
379869650 | TNB | DISTRIBUTION | KUALA SELANGOR | Existing | RYB | 230/400 V | Unknown |  | LV LINE |  | 7X_300_1C_AL_PVC/PVC |  |  |  | 1.009 m |  | 7 | 0 | Pass | null
379870530 | TNB | DISTRIBUTION | KUALA SELANGOR | Existing | RYB | 230/400 V | Unknown |  | LV LINE |  | 7X_300_1C_AL_PVC/PVC |  |  |  | 1.477 m |  | 7 | 0 | Pass | null
379871121 | TNB | DISTRIBUTION | KUALA SELANGOR | Existing | RYB | 230/400 V | Unknown |  | LV LINE |  | 7X_300_1C_AL_PVC/PVC |  |  |  | 0.754 m |  | 7 | 0 | Pass | null
379871253 | TNB | DISTRIBUTION | KUALA SELANGOR | Existing | RYB | 230/400 V | Unknown |  | LV LINE |  | 7X_300_1C_AL_PVC/PVC |  |  |  | 6.957 m |  | 7 | 0 | Pass | null
379873030 | TNB | DISTRIBUTION | KUALA SELANGOR | Existing | RYB | 230/400 V | Unknown |  | LV LINE |  | 7X_500_1C_CU_PVC/PVC |  |  |  | 0.220 m |  | 7 | 0 | Pass | null
379873124 | TNB | DISTRIBUTION | KUALA SELANGOR | Existing | RYB | 230/400 V | Unknown |  | LV LINE |  | 7X_500_1C_CU_PVC/PVC |  |  |  | 0.211 m |  | 7 | 0 | Pass | null
379873321 | TNB | DISTRIBUTION | KUALA SELANGOR | Existing | RYB | 230/400 V | Unknown |  | LV LINE |  | 7X_500_1C_CU_PVC/PVC |  |  |  | 0.291 m |  | 7 | 0 | Pass | null
379873535 | TNB | DISTRIBUTION | KUALA SELANGOR | Existing | RYB | 230/400 V | Unknown |  | LV LINE |  | 7X_500_1C_CU_PVC/PVC |  |  |  | 0.267 m |  | 7 | 0 | Pass | null
379873655 | TNB | DISTRIBUTION | KUALA SELANGOR | Existing | RYB | 230/400 V | Unknown |  | LV LINE |  | 7X_500_1C_CU_PVC/PVC |  |  |  | 0.262 m |  | 7 | 0 | Pass | null
379873749 | TNB | DISTRIBUTION | KUALA SELANGOR | Existing | RYB | 230/400 V | Unknown |  | LV LINE |  | 7X_500_1C_CU_PVC/PVC |  |  |  | 0.165 m |  | 7 | 0 | Pass | null
379873843 | TNB | DISTRIBUTION | KUALA SELANGOR | Existing | RYB | 230/400 V | Unknown |  | LV LINE |  | 7X_500_1C_CU_PVC/PVC |  |  |  | 0.225 m |  | 7 | 0 | Pass | null
379890279 | TNB | DISTRIBUTION | KUALA SELANGOR | Existing | RYB | 230/400 V | Unknown |  | LV LINE |  | 7X_500_1C_CU_PVC/PVC |  |  |  | 0.376 m |  | 7 | 0 | Pass | null
379890282 | TNB | DISTRIBUTION | KUALA SELANGOR | Existing | RYB | 230/400 V | Unknown |  | LV LINE |  | 7X_500_1C_CU_PVC/PVC |  |  |  | 0.338 m |  | 7 | 0 | Pass | null
379890450 | TNB | DISTRIBUTION | KUALA SELANGOR | Existing | RYB | 230/400 V | Unknown |  | LV LINE |  | 7X_500_1C_CU_PVC/PVC |  |  |  | 0.378 m |  | 7 | 0 | Pass | null
379890453 | TNB | DISTRIBUTION | KUALA SELANGOR | Existing | RYB | 230/400 V | Unknown |  | LV LINE |  | 7X_500_1C_CU_PVC/PVC |  |  |  | 0.374 m |  | 7 | 0 | Pass | null
379890614 | TNB | DISTRIBUTION | KUALA SELANGOR | Existing | RYB | 230/400 V | Unknown |  | LV LINE |  | 7X_300_1C_AL_PVC/PVC |  |  |  | 0.293 m |  | 7 | 0 | Pass | null
379890717 | TNB | DISTRIBUTION | KUALA SELANGOR | Existing | RYB | 230/400 V | Unknown |  | LV LINE |  | 7X_300_1C_AL_PVC/PVC |  |  |  | 0.313 m |  | 7 | 0 | Pass | null
379890872 | TNB | DISTRIBUTION | KUALA SELANGOR | Existing | RYB | 230/400 V | Unknown |  | LV LINE |  | 7X_300_1C_AL_PVC/PVC |  |  |  | 0.212 m |  | 7 | 0 | Pass | null
379890973 | TNB | DISTRIBUTION | KUALA SELANGOR | Existing | RYB | 230/400 V | Unknown |  | LV LINE |  | 7X_500_1C_CU_PVC/PVC |  |  |  | 0.316 m |  | 7 | 0 | Pass | null
379890976 | TNB | DISTRIBUTION | KUALA SELANGOR | Existing | RYB | 230/400 V | Unknown |  | LV LINE |  | 7X_500_1C_CU_PVC/PVC |  |  |  | 0.304 m |  | 7 | 0 | Pass | null
379891319 | TNB | DISTRIBUTION | KUALA SELANGOR | Existing | RYB | 230/400 V | Unknown |  | LV LINE |  | 7X_500_1C_CU_PVC/PVC |  |  |  | 0.187 m |  | 7 | 0 | Pass | null
379891322 | TNB | DISTRIBUTION | KUALA SELANGOR | Existing | RYB | 230/400 V | Unknown |  | LV LINE |  | 7X_500_1C_CU_PVC/PVC |  |  |  | 0.203 m |  | 7 | 0 | Pass | null
379891577 | TNB | DISTRIBUTION | KUALA SELANGOR | Existing | RYB | 230/400 V | Unknown |  | LV LINE |  | 7X_500_1C_CU_PVC/PVC |  |  |  | 0.364 m |  | 7 | 0 | Pass | null
379891671 | TNB | DISTRIBUTION | KUALA SELANGOR | Existing | RYB | 230/400 V | Unknown |  | LV LINE |  | 7X_500_1C_CU_PVC/PVC |  |  |  | 0.256 m |  | 7 | 0 | Pass | null
379891765 | TNB | DISTRIBUTION | KUALA SELANGOR | Existing | RYB | 230/400 V | Unknown |  | LV LINE |  | 7X_500_1C_CU_PVC/PVC |  |  |  | 0.314 m |  | 7 | 0 | Pass | null
379891859 | TNB | DISTRIBUTION | KUALA SELANGOR | Existing | RYB | 230/400 V | Unknown |  | LV LINE |  | 7X_500_1C_CU_PVC/PVC |  |  |  | 0.278 m |  | 7 | 0 | Pass | null
379891953 | TNB | DISTRIBUTION | KUALA SELANGOR | Existing | RYB | 230/400 V | Unknown |  | LV LINE |  | 7X_500_1C_CU_PVC/PVC |  |  |  | 0.204 m |  | 7 | 0 | Pass | null
379892047 | TNB | DISTRIBUTION | KUALA SELANGOR | Existing | RYB | 230/400 V | Unknown |  | LV LINE |  | 7X_500_1C_CU_PVC/PVC |  |  |  | 0.233 m |  | 7 | 0 | Pass | null
379892490 | TNB | DISTRIBUTION | KUALA SELANGOR | Existing | RYB | 230/400 V | Unknown |  | LV LINE |  | 7X_500_1C_CU_PVC/PVC |  |  |  | 0.359 m |  | 7 | 0 | Pass | null
379892493 | TNB | DISTRIBUTION | KUALA SELANGOR | Existing | RYB | 230/400 V | Unknown |  | LV LINE |  | 7X_500_1C_CU_PVC/PVC |  |  |  | 0.364 m |  | 7 | 0 | Pass | null
379892654 | TNB | DISTRIBUTION | KUALA SELANGOR | Existing | RYB | 230/400 V | Unknown |  | LV LINE |  | 7X_500_1C_CU_PVC/PVC |  |  |  | 0.226 m |  | 7 | 0 | Pass | null
379892748 | TNB | DISTRIBUTION | KUALA SELANGOR | Existing | RYB | 230/400 V | Unknown |  | LV LINE |  | 7X_500_1C_CU_PVC/PVC |  |  |  | 0.306 m |  | 7 | 0 | Pass | null
379892997 | TNB | DISTRIBUTION | KUALA SELANGOR | Existing | RYB | 230/400 V | Unknown |  | LV LINE |  | 7X_500_1C_CU_PVC/PVC |  |  |  | 0.306 m |  | 7 | 0 | Pass | null
379893091 | TNB | DISTRIBUTION | KUALA SELANGOR | Existing | RYB | 230/400 V | Unknown |  | LV LINE |  | 7X_300_1C_AL_PVC/PVC |  |  |  | 0.227 m |  | 7 | 0 | Pass | null
379893185 | TNB | DISTRIBUTION | KUALA SELANGOR | Existing | RYB | 230/400 V | Unknown |  | LV LINE |  | 7X_500_1C_CU_PVC/PVC |  |  |  | 0.217 m |  | 7 | 0 | Pass | null
379893279 | TNB | DISTRIBUTION | KUALA SELANGOR | Existing | RYB | 230/400 V | Unknown |  | LV LINE |  | 7X_500_1C_CU_PVC/PVC |  |  |  | 0.320 m |  | 7 | 0 | Pass | null
379893380 | TNB | DISTRIBUTION | KUALA SELANGOR | Existing | RYB | 230/400 V | Unknown |  | LV LINE |  | 7X_500_1C_CU_PVC/PVC |  |  |  | 1.043 m |  | 7 | 0 | Pass | null
379893383 | TNB | DISTRIBUTION | KUALA SELANGOR | Existing | RYB | 230/400 V | Unknown |  | LV LINE |  | 7X_300_1C_AL_PVC/PVC |  |  |  | 1.025 m |  | 7 | 0 | Pass | null
379893551 | TNB | DISTRIBUTION | KUALA SELANGOR | Existing | RYB | 230/400 V | Unknown |  | LV LINE |  | 7X_500_1C_CU_PVC/PVC |  |  |  | 0.650 m |  | 7 | 0 | Pass | null
379893554 | TNB | DISTRIBUTION | KUALA SELANGOR | Existing | RYB | 230/400 V | Unknown |  | LV LINE |  | 7X_500_1C_CU_PVC/PVC |  |  |  | 0.644 m |  | 7 | 0 | Pass | null
379893741 | TNB | DISTRIBUTION | KUALA SELANGOR | Existing | RYB | 230/400 V | Unknown |  | LV LINE |  | 7X_500_1C_CU_PVC/PVC |  |  |  | 0.311 m |  | 7 | 0 | Pass | null
379893835 | TNB | DISTRIBUTION | KUALA SELANGOR | Existing | RYB | 230/400 V | Unknown |  | LV LINE |  | 7X_300_1C_AL_PVC/PVC |  |  |  | 0.177 m |  | 7 | 0 | Pass | null
379893936 | TNB | DISTRIBUTION | KUALA SELANGOR | Existing | RYB | 230/400 V | Unknown |  | LV LINE |  | 7X_500_1C_CU_PVC/PVC |  |  |  | 0.166 m |  | 7 | 0 | Pass | null
379893939 | TNB | DISTRIBUTION | KUALA SELANGOR | Existing | RYB | 230/400 V | Unknown |  | LV LINE |  | 7X_500_1C_CU_PVC/PVC |  |  |  | 0.167 m |  | 7 | 0 | Pass | null
379894100 | TNB | DISTRIBUTION | KUALA SELANGOR | Existing | RYB | 230/400 V | Unknown |  | LV LINE |  | 7X_300_1C_AL_PVC/PVC |  |  |  | 0.182 m |  | 7 | 0 | Pass | null
379894194 | TNB | DISTRIBUTION | KUALA SELANGOR | Existing | RYB | 230/400 V | Unknown |  | LV LINE |  | 7X_500_1C_CU_PVC/PVC |  |  |  | 0.173 m |  | 7 | 0 | Pass | null
379894288 | TNB | DISTRIBUTION | KUALA SELANGOR | Existing | RYB | 230/400 V | Unknown |  | LV LINE |  | 7X_500_1C_CU_PVC/PVC |  |  |  | 0.308 m |  | 7 | 0 | Pass | null
379894389 | TNB | DISTRIBUTION | KUALA SELANGOR | Existing | RYB | 230/400 V | Unknown |  | LV LINE |  | 7X_500_1C_CU_PVC/PVC |  |  |  | 0.231 m |  | 7 | 0 | Pass | null
379894392 | TNB | DISTRIBUTION | KUALA SELANGOR | Existing | RYB | 230/400 V | Unknown |  | LV LINE |  | 7X_500_1C_CU_PVC/PVC |  |  |  | 0.262 m |  | 7 | 0 | Pass | null
379894709 | TNB | DISTRIBUTION | KUALA SELANGOR | Existing | RYB | 230/400 V | Unknown |  | LV LINE |  | 7X_500_1C_CU_PVC/PVC |  |  |  | 0.345 m |  | 7 | 0 | Pass | null
379894883 | TNB | DISTRIBUTION | KUALA SELANGOR | Existing | RYB | 230/400 V | Unknown |  | LV LINE |  | 7X_500_1C_CU_PVC/PVC |  |  |  | 0.276 m |  | 7 | 0 | Pass | null
379894977 | TNB | DISTRIBUTION | KUALA SELANGOR | Existing | RYB | 230/400 V | Unknown |  | LV LINE |  | 7X_500_1C_CU_PVC/PVC |  |  |  | 0.316 m |  | 7 | 0 | Pass | null
379895071 | TNB | DISTRIBUTION | KUALA SELANGOR | Existing | RYB | 230/400 V | Unknown |  | LV LINE |  | 7X_500_1C_CU_PVC/PVC |  |  |  | 0.277 m |  | 7 | 0 | Pass | null
379895268 | TNB | DISTRIBUTION | KUALA SELANGOR | Existing | RYB | 230/400 V | Unknown |  | LV LINE |  | 7X_500_1C_CU_PVC/PVC |  |  |  | 0.252 m |  | 7 | 0 | Pass | null
379895746 | TNB | DISTRIBUTION | KUALA SELANGOR | Existing | RYB | 230/400 V |  |  | LV LINE |  | 7X_500_1C_CU_PVC/PVC |  |  |  | 0.319 m |  | 7 | 0 | Pass | null
379895809 | TNB | DISTRIBUTION | KUALA SELANGOR | Existing | RYB | 230/400 V | Unknown |  | LV LINE |  | 7X_300_1C_AL_PVC/PVC |  |  |  | 0.274 m |  | 7 | 0 | Pass | null
379895905 | TNB | DISTRIBUTION | KUALA SELANGOR | Existing | RYB | 230/400 V | Unknown |  | LV LINE |  | 7X_500_1C_CU_PVC/PVC |  |  |  | 0.207 m |  | 7 | 0 | Pass | null
379895999 | TNB | DISTRIBUTION | KUALA SELANGOR | Existing | RYB | 230/400 V | Unknown |  | LV LINE |  | 7X_300_1C_AL_PVC/PVC |  |  |  | 0.257 m |  | 7 | 0 | Pass | null
379896093 | TNB | DISTRIBUTION | KUALA SELANGOR | Existing | RYB | 230/400 V | Unknown |  | LV LINE |  | 7X_300_1C_AL_PVC/PVC |  |  |  | 0.398 m |  | 7 | 0 | Pass | null
379896187 | TNB | DISTRIBUTION | KUALA SELANGOR | Existing | RYB | 230/400 V | Unknown |  | LV LINE |  | 7X_300_1C_AL_PVC/PVC |  |  |  | 0.302 m |  | 7 | 0 | Pass | null
379896288 | TNB | DISTRIBUTION | KUALA SELANGOR | Existing | RYB | 230/400 V | Unknown |  | LV LINE |  | 7X_300_1C_AL_PVC/PVC |  |  |  | 0.320 m |  | 7 | 0 | Pass | null
379896291 | TNB | DISTRIBUTION | KUALA SELANGOR | Existing | RYB | 230/400 V | Unknown |  | LV LINE |  | 7X_300_1C_AL_PVC/PVC |  |  |  | 0.325 m |  | 7 | 0 | Pass | null
379896452 | TNB | DISTRIBUTION | KUALA SELANGOR | Existing | RYB | 230/400 V | Unknown |  | LV LINE |  | 7X_300_1C_AL_PVC/PVC |  |  |  | 0.315 m |  | 7 | 0 | Pass | null
379896570 | TNB | DISTRIBUTION | KUALA SELANGOR | Existing | RYB | 230/400 V | Unknown |  | LV LINE |  | 7X_500_1C_CU_PVC/PVC |  |  |  | 0.186 m |  | 7 | 0 | Pass | null
379896861 | TNB | DISTRIBUTION | KUALA SELANGOR | Existing | RYB | 230/400 V | Unknown |  | LV LINE |  | 7X_300_1C_AL_PVC/PVC |  |  |  | 0.279 m |  | 7 | 0 | Pass | null
379896955 | TNB | DISTRIBUTION | KUALA SELANGOR | Existing | RYB | 230/400 V | Unknown |  | LV LINE |  | 7X_500_1C_CU_PVC/PVC |  |  |  | 0.282 m |  | 7 | 0 | Pass | null
379897565 | TNB | DISTRIBUTION | KUALA SELANGOR | Existing | RYB | 230/400 V | Unknown |  | LV LINE |  | 7X_500_1C_CU_PVC/PVC |  |  |  | 0.312 m |  | 7 | 0 | Pass | null
379897798 | TNB | DISTRIBUTION | KUALA SELANGOR | Existing | RYB | 230/400 V | Unknown |  | LV LINE |  | 7X_300_1C_AL_PVC/PVC |  |  |  | 0.290 m |  | 7 | 0 | Pass | null
379897892 | TNB | DISTRIBUTION | KUALA SELANGOR | Existing | RYB | 230/400 V | Unknown |  | LV LINE |  | 7X_500_1C_CU_PVC/PVC |  |  |  | 0.329 m |  | 7 | 0 | Pass | null
379897986 | TNB | DISTRIBUTION | KUALA SELANGOR | Existing | RYB | 230/400 V | Unknown |  | LV LINE |  | 7X_300_1C_AL_PVC/PVC |  |  |  | 0.323 m |  | 7 | 0 | Pass | null
379898080 | TNB | DISTRIBUTION | KUALA SELANGOR | Existing | RYB | 230/400 V | Unknown |  | LV LINE |  | 7X_500_1C_CU_PVC/PVC |  |  |  | 0.300 m |  | 7 | 0 | Pass | null
379898201 | TNB | DISTRIBUTION | KUALA SELANGOR | Existing | RYB | 230/400 V | Unknown |  | LV LINE |  | 7X_300_1C_AL_PVC/PVC |  |  |  | 0.274 m |  | 7 | 0 | Pass | null
379898295 | TNB | DISTRIBUTION | KUALA SELANGOR | Existing | RYB | 230/400 V | Unknown |  | LV LINE |  | 7X_500_1C_CU_PVC/PVC |  |  |  | 0.316 m |  | 7 | 0 | Pass | null
379898391 | TNB | DISTRIBUTION | KUALA SELANGOR | Existing | RYB | 230/400 V | Unknown |  | LV LINE |  | 7X_500_1C_CU_PVC/PVC |  |  |  | 0.298 m |  | 7 | 0 | Pass | null
379898487 | TNB | DISTRIBUTION | KUALA SELANGOR | Existing | RYB | 230/400 V | Unknown |  | LV LINE |  | 7X_500_1C_CU_PVC/PVC |  |  |  | 0.325 m |  | 7 | 0 | Pass | null
379898583 | TNB | DISTRIBUTION | KUALA SELANGOR | Existing | RYB | 230/400 V | Unknown |  | LV LINE |  | 7X_500_1C_CU_PVC/PVC |  |  |  | 0.255 m |  | 7 | 0 | Pass | null
379898677 | TNB | DISTRIBUTION | KUALA SELANGOR | Existing | RYB | 230/400 V | Unknown |  | LV LINE |  | 7X_300_1C_AL_PVC/PVC |  |  |  | 0.250 m |  | 7 | 0 | Pass | null
379916029 | TNB | DISTRIBUTION | KUALA SELANGOR | Existing | RYB | 230/400 V | Unknown |  | LV LINE |  | 7X_500_1C_CU_PVC/PVC |  |  |  | 0.482 m |  | 7 | 0 | Pass | null
379916032 | TNB | DISTRIBUTION | KUALA SELANGOR | Existing | RYB | 230/400 V | Unknown |  | LV LINE |  | 7X_300_1C_AL_PVC/PVC |  |  |  | 0.438 m |  | 7 | 0 | Pass | null
379916419 | TNB | DISTRIBUTION | KUALA SELANGOR | Existing | RYB | 230/400 V | Unknown |  | LV LINE |  | 7X_300_1C_AL_PVC/PVC |  |  |  | 0.749 m |  | 7 | 0 | Pass | null
379916607 | TNB | DISTRIBUTION | KUALA SELANGOR | Existing | RYB | 230/400 V | Unknown |  | LV LINE |  | 7X_300_1C_AL_PVC/PVC |  |  |  | 0.543 m |  | 7 | 0 | Pass | null
379916717 | TNB | DISTRIBUTION | KUALA SELANGOR | Existing | RYB | 230/400 V | Unknown |  | LV LINE |  | 7X_500_1C_CU_PVC/PVC |  |  |  | 1.103 m |  | 7 | 0 | Pass | null
379916720 | TNB | DISTRIBUTION | KUALA SELANGOR | Existing | RYB | 230/400 V | Unknown |  | LV LINE |  | 7X_500_1C_CU_PVC/PVC |  |  |  | 1.115 m |  | 7 | 0 | Pass | null
379916883 | TNB | DISTRIBUTION | KUALA SELANGOR | Existing | RYB | 230/400 V | Unknown |  | LV LINE |  | 4X_300_1C_AL_PVC/PVC |  |  |  | 0.788 m |  | 4 | 0 | Pass | null
379917273 | TNB | DISTRIBUTION | KUALA SELANGOR | Existing | RYB | 230/400 V | Unknown |  | LV LINE |  | 7X_300_1C_AL_PVC/PVC |  |  |  | 0.541 m |  | 7 | 0 | Pass | null
379917369 | TNB | DISTRIBUTION | KUALA SELANGOR | Existing | RYB | 230/400 V | Unknown |  | LV LINE |  | 7X_300_1C_AL_PVC/PVC |  |  |  | 0.784 m |  | 7 | 0 | Pass | null
379917471 | TNB | DISTRIBUTION | KUALA SELANGOR | Existing | RYB | 230/400 V | Unknown |  | LV LINE |  | 7X_500_1C_CU_PVC/PVC |  |  |  | 1.070 m |  | 7 | 0 | Pass | null
379917565 | TNB | DISTRIBUTION | KUALA SELANGOR | Existing | RYB | 230/400 V | Unknown |  | LV LINE |  | 7X_300_1C_AL_PVC/PVC |  |  |  | 0.795 m |  | 7 | 0 | Pass | null
379917764 | TNB | DISTRIBUTION | KUALA SELANGOR | Existing | RYB | 230/400 V | Unknown |  | LV LINE |  | 7X_300_1C_AL_PVC/PVC |  |  |  | 0.582 m |  | 7 | 0 | Pass | null
379917928 | TNB | DISTRIBUTION | KUALA SELANGOR | Existing | RYB | 230/400 V | Unknown |  | LV LINE |  | 7X_500_1C_CU_PVC/PVC |  |  |  | 1.222 m |  | 7 | 0 | Pass | null
379918022 | TNB | DISTRIBUTION | KUALA SELANGOR | Existing | RYB | 230/400 V | Unknown |  | LV LINE |  | 7X_300_1C_AL_PVC/PVC |  |  |  | 0.941 m |  | 7 | 0 | Pass | null
379918116 | TNB | DISTRIBUTION | KUALA SELANGOR | Existing | RYB | 230/400 V | Unknown |  | LV LINE |  | 7X_300_1C_AL_PVC/PVC |  |  |  | 0.960 m |  | 7 | 0 | Pass | null
379918210 | TNB | DISTRIBUTION | KUALA SELANGOR | Existing | RYB | 230/400 V | Unknown |  | LV LINE |  | 7X_300_1C_AL_PVC/PVC |  |  |  | 0.993 m |  | 7 | 0 | Pass | null
379918304 | TNB | DISTRIBUTION | KUALA SELANGOR | Existing | RYB | 230/400 V | Unknown |  | LV LINE |  | 7X_300_1C_AL_PVC/PVC |  |  |  | 1.235 m |  | 7 | 0 | Pass | null
379918505 | TNB | DISTRIBUTION | KUALA SELANGOR | Existing | RYB | 230/400 V | Unknown |  | LV LINE |  | 7X_300_1C_AL_PVC/PVC |  |  |  | 0.875 m |  | 7 | 0 | Pass | null
379918599 | TNB | DISTRIBUTION | KUALA SELANGOR | Existing | RYB | 230/400 V | Unknown |  | LV LINE |  | 7X_300_1C_AL_PVC/PVC |  |  |  | 1.054 m |  | 7 | 0 | Pass | null
379918693 | TNB | DISTRIBUTION | KUALA SELANGOR | Existing | RYB | 230/400 V | Unknown |  | LV LINE |  | 7X_300_1C_AL_PVC/PVC |  |  |  | 0.998 m |  | 7 | 0 | Pass | null
379918810 | TNB | DISTRIBUTION | KUALA SELANGOR | Existing | RYB | 230/400 V | Unknown |  | LV LINE |  | 7X_300_1C_AL_PVC/PVC |  |  |  | 0.844 m |  | 7 | 0 | Pass | null
379918980 | TNB | DISTRIBUTION | KUALA SELANGOR | Existing | RYB | 230/400 V | Unknown |  | LV LINE |  | 7X_500_1C_CU_PVC/PVC |  |  |  | 1.058 m |  | 7 | 0 | Pass | null
379919212 | TNB | DISTRIBUTION | KUALA SELANGOR | Existing | RYB | 230/400 V | Unknown |  | LV LINE |  | 7X_300_1C_AL_PVC/PVC |  |  |  | 1.430 m |  | 7 | 0 | Pass | null
379919306 | TNB | DISTRIBUTION | KUALA SELANGOR | Existing | RYB | 230/400 V | Unknown |  | LV LINE |  | 7X_500_1C_CU_PVC/PVC |  |  |  | 0.997 m |  | 7 | 0 | Pass | null
379919400 | TNB | DISTRIBUTION | KUALA SELANGOR | Existing | RYB | 230/400 V | Unknown |  | LV LINE |  | 7X_500_1C_CU_PVC/PVC |  |  |  | 0.933 m |  | 7 | 0 | Pass | null
379919494 | TNB | DISTRIBUTION | KUALA SELANGOR | Existing | RYB | 230/400 V | Unknown |  | LV LINE |  | 7X_300_1C_AL_PVC/PVC |  |  |  | 0.726 m |  | 7 | 0 | Pass | null
379919590 | TNB | DISTRIBUTION | KUALA SELANGOR | Existing | RYB | 230/400 V | Unknown |  | LV LINE |  | 7X_300_1C_AL_PVC/PVC |  |  |  | 0.646 m |  | 7 | 0 | Pass | null
379919695 | TNB | DISTRIBUTION | KUALA SELANGOR | Existing | RYB | 230/400 V | Unknown |  | LV LINE |  | 7X_500_1C_CU_PVC/PVC |  |  |  | 0.060 m |  | 7 | 0 | Pass | null
379919883 | TNB | DISTRIBUTION | KUALA SELANGOR | Existing | RYB | 230/400 V | Unknown |  | LV LINE |  | 7X_300_1C_AL_PVC/PVC |  |  |  | 0.934 m |  | 7 | 0 | Pass | null
379919977 | TNB | DISTRIBUTION | KUALA SELANGOR | Existing | RYB | 230/400 V | Unknown |  | LV LINE |  | 7X_500_1C_CU_PVC/PVC |  |  |  | 0.942 m |  | 7 | 0 | Pass | null
379920071 | TNB | DISTRIBUTION | KUALA SELANGOR | Existing | RYB | 230/400 V | NO | Class C | LV LINE |  | 4X_300_1C_AL_PVC/PVC |  |  |  | 0.853 m |  | 4 | 0 | Pass | null
379920165 | TNB | DISTRIBUTION | KUALA SELANGOR | Existing | RYB | 230/400 V | Unknown |  | LV LINE |  | 7X_300_1C_AL_PVC/PVC |  |  |  | 0.060 m |  | 7 | 0 | Pass | null
379993262 | TNB | DISTRIBUTION | KUALA SELANGOR | Existing | RYB | 230/400 V | Unknown |  | LV LINE |  | 7X_500_1C_CU_PVC/PVC |  |  |  | 0.227 m |  | 7 | 0 | Pass | null
379993366 | TNB | DISTRIBUTION | KUALA SELANGOR | Existing | RYB | 230/400 V | Unknown |  | LV LINE |  | 7X_500_1C_CU_PVC/PVC |  |  |  | 0.263 m |  | 7 | 0 | Pass | null
379993460 | TNB | DISTRIBUTION | KUALA SELANGOR | Existing | RYB | 230/400 V | Unknown |  | LV LINE |  | 7X_500_1C_CU_PVC/PVC |  |  |  | 0.291 m |  | 7 | 0 | Pass | null
379993655 | TNB | DISTRIBUTION | KUALA SELANGOR | Existing | RYB | 230/400 V | Unknown |  | LV LINE |  | 7X_500_1C_CU_PVC/PVC |  |  |  | 0.212 m |  | 7 | 0 | Pass | null
379993658 | TNB | DISTRIBUTION | KUALA SELANGOR | Existing | RYB | 230/400 V | Unknown |  | LV LINE |  | 7X_500_1C_CU_PVC/PVC |  |  |  | 0.210 m |  | 7 | 0 | Pass | null
379993826 | TNB | DISTRIBUTION | KUALA SELANGOR | Existing | RYB | 230/400 V | Unknown |  | LV LINE |  | 7X_500_1C_CU_PVC/PVC |  |  |  | 0.248 m |  | 7 | 0 | Pass | null
379993829 | TNB | DISTRIBUTION | KUALA SELANGOR | Existing | RYB | 230/400 V | Unknown |  | LV LINE |  | 7X_500_1C_CU_PVC/PVC |  |  |  | 0.256 m |  | 7 | 0 | Pass | null
379993990 | TNB | DISTRIBUTION | KUALA SELANGOR | Existing | RYB | 230/400 V | Unknown |  | LV LINE |  | 7X_300_1C_AL_PVC/PVC |  |  |  | 0.290 m |  | 7 | 0 | Pass | null
379994091 | TNB | DISTRIBUTION | KUALA SELANGOR | Existing | RYB | 230/400 V | Unknown |  | LV LINE |  | 7X_500_1C_CU_PVC/PVC |  |  |  | 0.304 m |  | 7 | 0 | Pass | null
379994094 | TNB | DISTRIBUTION | KUALA SELANGOR | Existing | RYB | 230/400 V | Unknown |  | LV LINE |  | 7X_500_1C_CU_PVC/PVC |  |  |  | 0.304 m |  | 7 | 0 | Pass | null
379994262 | TNB | DISTRIBUTION | KUALA SELANGOR | Existing | RYB | 230/400 V | Unknown |  | LV LINE |  | 7X_500_1C_CU_PVC/PVC |  |  |  | 0.199 m |  | 7 | 0 | Pass | null
379994265 | TNB | DISTRIBUTION | KUALA SELANGOR | Existing | RYB | 230/400 V | Unknown |  | LV LINE |  | 7X_500_1C_CU_PVC/PVC |  |  |  | 0.208 m |  | 7 | 0 | Pass | null
379994433 | TNB | DISTRIBUTION | KUALA SELANGOR | Existing | RYB | 230/400 V | Unknown |  | LV LINE |  | 7X_500_1C_CU_PVC/PVC |  |  |  | 0.223 m |  | 7 | 0 | Pass | null
379994436 | TNB | DISTRIBUTION | KUALA SELANGOR | Existing | RYB | 230/400 V | Unknown |  | LV LINE |  | 7X_500_1C_CU_PVC/PVC |  |  |  | 0.196 m |  | 7 | 0 | Pass | null
379994604 | TNB | DISTRIBUTION | KUALA SELANGOR | Existing | RYB | 230/400 V | Unknown |  | LV LINE |  | 7X_500_1C_CU_PVC/PVC |  |  |  | 0.240 m |  | 7 | 0 | Pass | null
379994607 | TNB | DISTRIBUTION | KUALA SELANGOR | Existing | RYB | 230/400 V | Unknown |  | LV LINE |  | 7X_300_1C_AL_PVC/PVC |  |  |  | 0.244 m |  | 7 | 0 | Pass | null
379994768 | TNB | DISTRIBUTION | KUALA SELANGOR | Existing | RYB | 230/400 V | Unknown |  | LV LINE |  | 7X_300_1C_AL_PVC/PVC |  |  |  | 0.206 m |  | 7 | 0 | Pass | null
379994862 | TNB | DISTRIBUTION | KUALA SELANGOR | Existing | RYB | 230/400 V | Unknown |  | LV LINE |  | 7X_500_1C_CU_PVC/PVC |  |  |  | 0.254 m |  | 7 | 0 | Pass | null
379994956 | TNB | DISTRIBUTION | KUALA SELANGOR | Existing | RYB | 230/400 V | Unknown |  | LV LINE |  | 7X_500_1C_CU_PVC/PVC |  |  |  | 0.241 m |  | 7 | 0 | Pass | null
379995057 | TNB | DISTRIBUTION | KUALA SELANGOR | Existing | RYB | 230/400 V | Unknown |  | LV LINE |  | 7X_500_1C_CU_PVC/PVC |  |  |  | 0.244 m |  | 7 | 0 | Pass | null
379995060 | TNB | DISTRIBUTION | KUALA SELANGOR | Existing | RYB | 230/400 V | Unknown |  | LV LINE |  | 7X_500_1C_CU_PVC/PVC |  |  |  | 0.230 m |  | 7 | 0 | Pass | null
379995230 | TNB | DISTRIBUTION | KUALA SELANGOR | Existing | RYB | 230/400 V | Unknown |  | LV LINE |  | 7X_500_1C_CU_PVC/PVC |  |  |  | 0.248 m |  | 7 | 0 | Pass | null
379995324 | TNB | DISTRIBUTION | KUALA SELANGOR | Existing | RYB | 230/400 V | Unknown |  | LV LINE |  | 7X_500_1C_CU_PVC/PVC |  |  |  | 0.205 m |  | 7 | 0 | Pass | null
379995425 | TNB | DISTRIBUTION | KUALA SELANGOR | Existing | RYB | 230/400 V | Unknown |  | LV LINE |  | 7X_500_1C_CU_PVC/PVC |  |  |  | 0.241 m |  | 7 | 0 | Pass | null
379995428 | TNB | DISTRIBUTION | KUALA SELANGOR | Existing | RYB | 230/400 V | Unknown |  | LV LINE |  | 7X_500_1C_CU_PVC/PVC |  |  |  | 0.218 m |  | 7 | 0 | Pass | null
379995596 | TNB | DISTRIBUTION | KUALA SELANGOR | Existing | RYB | 230/400 V | Unknown |  | LV LINE |  | 7X_500_1C_CU_PVC/PVC |  |  |  | 0.230 m |  | 7 | 0 | Pass | null
379995599 | TNB | DISTRIBUTION | KUALA SELANGOR | Existing | RYB | 230/400 V | Unknown |  | LV LINE |  | 7X_500_1C_CU_PVC/PVC |  |  |  | 0.240 m |  | 7 | 0 | Pass | null
379995767 | TNB | DISTRIBUTION | KUALA SELANGOR | Existing | RYB | 230/400 V | Unknown |  | LV LINE |  | 7X_500_1C_CU_PVC/PVC |  |  |  | 0.230 m |  | 7 | 0 | Pass | null
379995770 | TNB | DISTRIBUTION | KUALA SELANGOR | Existing | RYB | 230/400 V | Unknown |  | LV LINE |  | 7X_500_1C_CU_PVC/PVC |  |  |  | 0.214 m |  | 7 | 0 | Pass | null
379995938 | TNB | DISTRIBUTION | KUALA SELANGOR | Existing | RYB | 230/400 V | Unknown |  | LV LINE |  | 7X_500_1C_CU_PVC/PVC |  |  |  | 0.320 m |  | 7 | 0 | Pass | null
379995941 | TNB | DISTRIBUTION | KUALA SELANGOR | Existing | RYB | 230/400 V | Unknown |  | LV LINE |  | 7X_500_1C_CU_PVC/PVC |  |  |  | 0.301 m |  | 7 | 0 | Pass | null
379996102 | TNB | DISTRIBUTION | KUALA SELANGOR | Existing | RYB | 230/400 V | Unknown |  | LV LINE |  | 7X_300_1C_AL_PVC/PVC |  |  |  | 0.233 m |  | 7 | 0 | Pass | null
379996203 | TNB | DISTRIBUTION | KUALA SELANGOR | Existing | RYB | 230/400 V | Unknown |  | LV LINE |  | 7X_500_1C_CU_PVC/PVC |  |  |  | 0.235 m |  | 7 | 0 | Pass | null
379996206 | TNB | DISTRIBUTION | KUALA SELANGOR | Existing | RYB | 230/400 V | Unknown |  | LV LINE |  | 7X_500_1C_CU_PVC/PVC |  |  |  | 0.237 m |  | 7 | 0 | Pass | null
379996367 | TNB | DISTRIBUTION | KUALA SELANGOR | Existing | RYB | 230/400 V | Unknown |  | LV LINE |  | 7X_500_1C_CU_PVC/PVC |  |  |  | 0.238 m |  | 7 | 0 | Pass | null
379996468 | TNB | DISTRIBUTION | KUALA SELANGOR | Existing | RYB | 230/400 V | Unknown |  | LV LINE |  | 7X_500_1C_CU_PVC/PVC |  |  |  | 0.255 m |  | 7 | 0 | Pass | null
379996471 | TNB | DISTRIBUTION | KUALA SELANGOR | Existing | RYB | 230/400 V | Unknown |  | LV LINE |  | 7X_500_1C_CU_PVC/PVC |  |  |  | 0.254 m |  | 7 | 0 | Pass | null
379996648 | TNB | DISTRIBUTION | KUALA SELANGOR | Existing | RYB | 230/400 V | Unknown |  | LV LINE |  | 7X_500_1C_CU_PVC/PVC |  |  |  | 0.214 m |  | 7 | 0 | Pass | null
379996651 | TNB | DISTRIBUTION | KUALA SELANGOR | Existing | RYB | 230/400 V | Unknown |  | LV LINE |  | 7X_500_1C_CU_PVC/PVC |  |  |  | 0.209 m |  | 7 | 0 | Pass | null
379996819 | TNB | DISTRIBUTION | KUALA SELANGOR | Existing | RYB | 230/400 V | Unknown |  | LV LINE |  | 7X_500_1C_CU_PVC/PVC |  |  |  | 0.210 m |  | 7 | 0 | Pass | null
379996822 | TNB | DISTRIBUTION | KUALA SELANGOR | Existing | RYB | 230/400 V | Unknown |  | LV LINE |  | 7X_500_1C_CU_PVC/PVC |  |  |  | 0.224 m |  | 7 | 0 | Pass | null
379996990 | TNB | DISTRIBUTION | KUALA SELANGOR | Existing | RYB | 230/400 V | Unknown |  | LV LINE |  | 7X_500_1C_CU_PVC/PVC |  |  |  | 0.234 m |  | 7 | 0 | Pass | null
379996993 | TNB | DISTRIBUTION | KUALA SELANGOR | Existing | RYB | 230/400 V | Unknown |  | LV LINE |  | 7X_500_1C_CU_PVC/PVC |  |  |  | 0.214 m |  | 7 | 0 | Pass | null
379997154 | TNB | DISTRIBUTION | KUALA SELANGOR | Existing | RYB | 230/400 V | Unknown |  | LV LINE |  | 7X_300_1C_AL_PVC/PVC |  |  |  | 0.190 m |  | 7 | 0 | Pass | null
379997248 | TNB | DISTRIBUTION | KUALA SELANGOR | Existing | RYB | 230/400 V | Unknown |  | LV LINE |  | 7X_500_1C_CU_PVC/PVC |  |  |  | 0.225 m |  | 7 | 0 | Pass | null
379997342 | TNB | DISTRIBUTION | KUALA SELANGOR | Existing | RYB | 230/400 V | Unknown |  | LV LINE |  | 7X_300_1C_AL_PVC/PVC |  |  |  | 0.211 m |  | 7 | 0 | Pass | null
379997436 | TNB | DISTRIBUTION | KUALA SELANGOR | Existing | RYB | 230/400 V | Unknown |  | LV LINE |  | 7X_300_1C_AL_PVC/PVC |  |  |  | 0.197 m |  | 7 | 0 | Pass | null
379997638 | TNB | DISTRIBUTION | KUALA SELANGOR | Existing | RYB | 230/400 V | Unknown |  | LV LINE |  | 7X_500_1C_CU_PVC/PVC |  |  |  | 0.277 m |  | 7 | 0 | Pass | null
380041074 | TNB | DISTRIBUTION | KUALA SELANGOR | Existing | RYB | 230/400 V | Unknown |  | LV LINE |  | 7X_300_1C_AL_PVC/PVC |  |  |  | 0.368 m |  | 7 | 0 | Pass | null
380041219 | TNB | DISTRIBUTION | KUALA SELANGOR | Existing | RYB | 230/400 V | Unknown |  | LV LINE |  | 7X_300_1C_AL_PVC/PVC |  |  |  | 0.946 m |  | 7 | 0 | Pass | null
380041349 | TNB | DISTRIBUTION | KUALA SELANGOR | Existing | RYB | 230/400 V | Unknown |  | LV LINE |  | 7X_300_1C_AL_PVC/PVC |  |  |  | 0.828 m |  | 7 | 0 | Pass | null
380041727 | TNB | DISTRIBUTION | KUALA SELANGOR | Existing | RYB | 230/400 V |  |  | SERVICE LINE |  | 7X_300_1C_AL_PVC/PVC |  |  |  | 1.643 m |  | 7 | 0 | Pass | null
380042080 | TNB | DISTRIBUTION | KUALA SELANGOR | Existing | RYB | 230/400 V | Unknown |  | LV LINE |  | 7X_300_1C_AL_PVC/PVC |  |  |  | 0.698 m |  | 7 | 0 | Pass | null
380042543 | TNB | DISTRIBUTION | KUALA SELANGOR | Existing | RYB | 230/400 V | Unknown |  | LV LINE |  | 7X_500_1C_CU_PVC/PVC |  |  |  | 1.565 m |  | 7 | 0 | Pass | null
380043256 | TNB | DISTRIBUTION | KUALA SELANGOR | Existing | RYB | 230/400 V | Unknown |  | LV LINE |  | 7X_300_1C_AL_PVC/PVC |  |  |  | 0.432 m |  | 7 | 0 | Pass | null
380043259 | TNB | DISTRIBUTION | KUALA SELANGOR | Existing | RYB | 230/400 V | Unknown |  | LV LINE |  | 7X_500_1C_CU_PVC/PVC |  |  |  | 0.439 m |  | 7 | 0 | Pass | null
380043420 | TNB | DISTRIBUTION | KUALA SELANGOR | Existing | RYB | 230/400 V | Unknown |  | LV LINE |  | 7X_300_1C_AL_PVC/PVC |  |  |  | 0.909 m |  | 7 | 0 | Pass | null
380043632 | TNB | DISTRIBUTION | KUALA SELANGOR | Existing | RYB | 230/400 V | Unknown |  | LV LINE |  | 7X_300_1C_AL_PVC/PVC |  |  |  | 0.281 m |  | 7 | 0 | Pass | null
380043762 | TNB | DISTRIBUTION | KUALA SELANGOR | Existing | RYB | 230/400 V | Unknown |  | LV LINE |  | 7X_500_1C_CU_PVC/PVC |  |  |  | 0.268 m |  | 7 | 0 | Pass | null
380043876 | TNB | DISTRIBUTION | KUALA SELANGOR | Existing | RYB | 230/400 V | Unknown |  | LV LINE |  | 7X_300_1C_AL_PVC/PVC |  |  |  | 0.228 m |  | 7 | 0 | Pass | null
380043992 | TNB | DISTRIBUTION | KUALA SELANGOR | Existing | RYB | 230/400 V | Unknown |  | LV LINE |  | 7X_300_1C_AL_PVC/PVC |  |  |  | 0.253 m |  | 7 | 0 | Pass | null
380044108 | TNB | DISTRIBUTION | KUALA SELANGOR | Existing | RYB | 230/400 V | Unknown |  | LV LINE |  | 7X_500_1C_CU_PVC/PVC |  |  |  | 0.276 m |  | 7 | 0 | Pass | null
380044222 | TNB | DISTRIBUTION | KUALA SELANGOR | Existing | RYB | 230/400 V | Unknown |  | LV LINE |  | 7X_500_1C_CU_PVC/PVC |  |  |  | 0.224 m |  | 7 | 0 | Pass | null
380044452 | TNB | DISTRIBUTION | KUALA SELANGOR | Existing | RYB | 230/400 V | Unknown |  | LV LINE |  | 7X_300_1C_AL_PVC/PVC |  |  |  | 60.142 m |  | 7 | 0 | Pass | null
380079171 | TNB | DISTRIBUTION | KUALA SELANGOR | Existing | RYB | 230/400 V | Unknown |  | LV LINE |  | 7X_500_1C_CU_PVC/PVC |  |  |  | 0.060 m |  | 7 | 0 | Pass | null
380079174 | TNB | DISTRIBUTION | KUALA SELANGOR | Existing | RYB | 230/400 V | Unknown |  | LV LINE |  | 7X_300_1C_AL_PVC/PVC |  |  |  | 0.060 m |  | 7 | 0 | Pass | null
380079512 | TNB | DISTRIBUTION | KUALA SELANGOR | Existing | RYB | 230/400 V | Unknown |  | LV LINE |  | 7X_500_1C_CU_PVC/PVC |  |  |  | 0.310 m |  | 7 | 0 | Pass | null
380079617 | TNB | DISTRIBUTION | KUALA SELANGOR | Existing | RYB | 230/400 V | Unknown |  | LV LINE |  | 7X_500_1C_CU_PVC/PVC |  |  |  | 0.449 m |  | 7 | 0 | Pass | null
380079620 | TNB | DISTRIBUTION | KUALA SELANGOR | Existing | RYB | 230/400 V | Unknown |  | LV LINE |  | 7X_500_1C_CU_PVC/PVC |  |  |  | 0.446 m |  | 7 | 0 | Pass | null
380079879 | TNB | DISTRIBUTION | KUALA SELANGOR | Existing | RYB | 230/400 V | Unknown |  | LV LINE |  | 7X_300_1C_AL_PVC/PVC |  |  |  | 0.449 m |  | 7 | 0 | Pass | null
380079975 | TNB | DISTRIBUTION | KUALA SELANGOR | Existing | RYB | 230/400 V | Unknown |  | LV LINE |  | 7X_300_1C_AL_PVC/PVC |  |  |  | 0.470 m |  | 7 | 0 | Pass | null
380080071 | TNB | DISTRIBUTION | KUALA SELANGOR | Existing | RYB | 230/400 V | Unknown |  | LV LINE |  | 7X_500_1C_CU_PVC/PVC |  |  |  | 0.448 m |  | 7 | 0 | Pass | null
380080167 | TNB | DISTRIBUTION | KUALA SELANGOR | Existing | RYB | 230/400 V | Unknown |  | LV LINE |  | 7X_500_1C_CU_PVC/PVC |  |  |  | 0.522 m |  | 7 | 0 | Pass | null
380080315 | TNB | DISTRIBUTION | KUALA SELANGOR | Existing | RYB | 230/400 V | Unknown |  | LV LINE |  | 7X_500_1C_CU_PVC/PVC |  |  |  | 0.554 m |  | 7 | 0 | Pass | null
380080418 | TNB | DISTRIBUTION | KUALA SELANGOR | Existing | RYB | 230/400 V | Unknown |  | LV LINE |  | 7X_500_1C_CU_PVC/PVC |  |  |  | 0.781 m |  | 7 | 0 | Pass | null
380080512 | TNB | DISTRIBUTION | KUALA SELANGOR | Existing | RYB | 230/400 V | Unknown |  | LV LINE |  | 7X_300_1C_AL_PVC/PVC |  |  |  | 0.773 m |  | 7 | 0 | Pass | null
380080615 | TNB | DISTRIBUTION | KUALA SELANGOR | Existing | RYB | 230/400 V | Unknown |  | LV LINE |  | 7X_500_1C_CU_PVC/PVC |  |  |  | 1.046 m |  | 7 | 0 | Pass | null
380080709 | TNB | DISTRIBUTION | KUALA SELANGOR | Existing | RYB | 230/400 V | Unknown |  | LV LINE |  | 7X_300_1C_AL_PVC/PVC |  |  |  | 0.874 m |  | 7 | 0 | Pass | null
380080814 | TNB | DISTRIBUTION | KUALA SELANGOR | Existing | RYB | 230/400 V | Unknown |  | LV LINE |  | 7X_500_1C_CU_PVC/PVC |  |  |  | 0.641 m |  | 7 | 0 | Pass | null
380080817 | TNB | DISTRIBUTION | KUALA SELANGOR | Existing | RYB | 230/400 V | Unknown |  | LV LINE |  | 7X_500_1C_CU_PVC/PVC |  |  |  | 0.638 m |  | 7 | 0 | Pass | null
380081015 | TNB | DISTRIBUTION | KUALA SELANGOR | Existing | RYB | 230/400 V | Unknown |  | LV LINE |  | 7X_500_1C_CU_PVC/PVC |  |  |  | 0.747 m |  | 7 | 0 | Pass | null
380081018 | TNB | DISTRIBUTION | KUALA SELANGOR | Existing | RYB | 230/400 V | Unknown |  | LV LINE |  | 7X_500_1C_CU_PVC/PVC |  |  |  | 0.779 m |  | 7 | 0 | Pass | null
380081179 | TNB | DISTRIBUTION | KUALA SELANGOR | Existing | RYB | 230/400 V | Unknown |  | LV LINE |  | 7X_500_1C_CU_PVC/PVC |  |  |  | 0.685 m |  | 7 | 0 | Pass | null
380081317 | TNB | DISTRIBUTION | KUALA SELANGOR | Existing | RYB | 230/400 V | Unknown |  | LV LINE |  | 7X_500_1C_CU_PVC/PVC |  |  |  | 0.695 m |  | 7 | 0 | Pass | null
380081320 | TNB | DISTRIBUTION | KUALA SELANGOR | Existing | RYB | 230/400 V | Unknown |  | LV LINE |  | 7X_500_1C_CU_PVC/PVC |  |  |  | 0.695 m |  | 7 | 0 | Pass | null
380081659 | TNB | DISTRIBUTION | KUALA SELANGOR | Existing | RYB | 230/400 V | Unknown |  | LV LINE |  | 7X_300_1C_AL_PVC/PVC |  |  |  | 0.781 m |  | 7 | 0 | Pass | null
380081662 | TNB | DISTRIBUTION | KUALA SELANGOR | Existing | RYB | 230/400 V | Unknown |  | LV LINE |  | 7X_500_1C_CU_PVC/PVC |  |  |  | 0.841 m |  | 7 | 0 | Pass | null
380081830 | TNB | DISTRIBUTION | KUALA SELANGOR | Existing | RYB | 230/400 V | Unknown |  | LV LINE |  | 7X_500_1C_CU_PVC/PVC |  |  |  | 0.521 m |  | 7 | 0 | Pass | null
380081833 | TNB | DISTRIBUTION | KUALA SELANGOR | Existing | RYB | 230/400 V | Unknown |  | LV LINE |  | 7X_500_1C_CU_PVC/PVC |  |  |  | 0.522 m |  | 7 | 0 | Pass | null
380081994 | TNB | DISTRIBUTION | KUALA SELANGOR | Existing | RYB | 230/400 V | Unknown |  | LV LINE |  | 7X_300_1C_AL_PVC/PVC |  |  |  | 0.771 m |  | 7 | 0 | Pass | null
380082116 | TNB | DISTRIBUTION | KUALA SELANGOR | Existing | RYB | 230/400 V | Unknown |  | LV LINE |  | 7X_500_1C_CU_PVC/PVC |  |  |  | 0.558 m |  | 7 | 0 | Pass | null
380082210 | TNB | DISTRIBUTION | KUALA SELANGOR | Existing | RYB | 230/400 V | Unknown |  | LV LINE |  | 7X_500_1C_CU_PVC/PVC |  |  |  | 0.975 m |  | 7 | 0 | Pass | null
380082304 | TNB | DISTRIBUTION | KUALA SELANGOR | Existing | RYB | 230/400 V | Unknown |  | LV LINE |  | 7X_500_1C_CU_PVC/PVC |  |  |  | 0.911 m |  | 7 | 0 | Pass | null
380082426 | TNB | DISTRIBUTION | KUALA SELANGOR | Existing | RYB | 230/400 V | Unknown |  | LV LINE |  | 7X_300_1C_AL_PVC/PVC |  |  |  | 0.933 m |  | 7 | 0 | Pass | null
380083480 | TNB | DISTRIBUTION | KUALA SELANGOR | Existing | RYB | 230/400 V | Unknown |  | LV LINE |  | 7X_500_1C_CU_PVC/PVC |  |  |  | 0.060 m |  | 7 | 0 | Pass | null
380083784 | TNB | DISTRIBUTION | KUALA SELANGOR | Existing | RYB | 230/400 V | Unknown |  | LV LINE |  | 7X_500_1C_CU_PVC/PVC |  |  |  | 0.060 m |  | 7 | 0 | Pass | null
380083958 | TNB | DISTRIBUTION | KUALA SELANGOR | Existing | RYB | 230/400 V | Unknown |  | LV LINE |  | 7X_500_1C_CU_PVC/PVC |  |  |  | 0.060 m |  | 7 | 0 | Pass | null
380084140 | TNB | DISTRIBUTION | KUALA SELANGOR | Existing | RYB | 230/400 V | Unknown |  | LV LINE |  | 7X_500_1C_CU_PVC/PVC |  |  |  | 0.060 m |  | 7 | 0 | Pass | null
380084239 | TNB | DISTRIBUTION | KUALA SELANGOR | Existing | RYB | 230/400 V | Unknown |  | LV LINE |  | 7X_500_1C_CU_PVC/PVC |  |  |  | 0.060 m |  | 7 | 0 | Pass | null
380084343 | TNB | DISTRIBUTION | KUALA SELANGOR | Existing | RYB | 230/400 V | NO | Class C | LV LINE |  | 7X_300_1C_AL_PVC/PVC |  |  |  | 0.060 m |  | 7 | 0 | Pass | null
380084488 | TNB | DISTRIBUTION | KUALA SELANGOR | Existing | RYB | 230/400 V | NO | Class C | LV LINE |  | 7X_500_1C_CU_PVC/PVC |  |  |  | 0.060 m |  | 7 | 0 | Pass | null
380084491 | TNB | DISTRIBUTION | KUALA SELANGOR | Existing | RYB | 230/400 V | NO | Class C | LV LINE |  | 7X_300_1C_AL_PVC/PVC |  |  |  | 0.060 m |  | 7 | 0 | Pass | null
380084704 | TNB | DISTRIBUTION | KUALA SELANGOR | Existing | RYB | 230/400 V | NO | Class C | LV LINE |  | 7X_300_1C_AL_PVC/PVC |  |  |  | 0.062 m |  | 7 | 0 | Pass | null
380084999 | TNB | DISTRIBUTION | KUALA SELANGOR | Existing | RYB | 230/400 V | NO | Class C | LV LINE |  | 7X_300_1C_AL_PVC/PVC |  |  |  | 0.061 m |  | 7 | 0 | Pass | null
380085038 | TNB | DISTRIBUTION | KUALA SELANGOR | Existing | RYB | 230/400 V | NO | Class C | LV LINE |  | 7X_500_1C_CU_PVC/PVC |  |  |  | 0.060 m |  | 7 | 0 | Pass | null
380085181 | TNB | DISTRIBUTION | KUALA SELANGOR | Existing | RYB | 230/400 V | NO | Class C | LV LINE |  | 7X_300_1C_AL_PVC/PVC |  |  |  | 0.060 m |  | 7 | 0 | Pass | null
380085296 | TNB | DISTRIBUTION | KUALA SELANGOR | Existing | RYB | 230/400 V | NO | Class C | LV LINE |  | 7X_300_1C_AL_PVC/PVC |  |  |  | 0.060 m |  | 7 | 0 | Pass | null
380085594 | TNB | DISTRIBUTION | KUALA SELANGOR | Existing | RYB | 230/400 V | Unknown |  | LV LINE |  | 7X_500_1C_CU_PVC/PVC |  |  |  | 0.060 m |  | 7 | 0 | Pass | null
380085719 | TNB | DISTRIBUTION | KUALA SELANGOR | Existing | RYB | 230/400 V | Unknown |  | LV LINE |  | 7X_500_1C_CU_PVC/PVC |  |  |  | 0.060 m |  | 7 | 0 | Pass | null
380085722 | TNB | DISTRIBUTION | KUALA SELANGOR | Existing | RYB | 230/400 V | Unknown |  | LV LINE |  | 7X_500_1C_CU_PVC/PVC |  |  |  | 0.060 m |  | 7 | 0 | Pass | null
380085929 | TNB | DISTRIBUTION | KUALA SELANGOR | Existing | RYB | 230/400 V | Unknown |  | LV LINE |  | 7X_300_1C_AL_PVC/PVC |  |  |  | 0.060 m |  | 7 | 0 | Pass | null
380086048 | TNB | DISTRIBUTION | KUALA SELANGOR | Existing | RYB | 230/400 V | Unknown |  | LV LINE |  | 7X_300_1C_AL_PVC/PVC |  |  |  | 0.060 m |  | 7 | 0 | Pass | null
380086167 | TNB | DISTRIBUTION | KUALA SELANGOR | Existing | RYB | 230/400 V | Unknown |  | LV LINE |  | 7X_500_1C_CU_PVC/PVC |  |  |  | 0.060 m |  | 7 | 0 | Pass | null
380086408 | TNB | DISTRIBUTION | KUALA SELANGOR | Existing | RYB | 230/400 V | Unknown |  | LV LINE |  | 7X_300_1C_AL_PVC/PVC |  |  |  | 0.060 m |  | 7 | 0 | Pass | null
380086528 | TNB | DISTRIBUTION | KUALA SELANGOR | Existing | RYB | 230/400 V | Unknown |  | LV LINE |  | 7X_300_1C_AL_PVC/PVC |  |  |  | 0.060 m |  | 7 | 0 | Pass | null
380086766 | TNB | DISTRIBUTION | KUALA SELANGOR | Existing | RYB | 230/400 V | Unknown |  | LV LINE |  | 7X_500_1C_CU_PVC/PVC |  |  |  | 0.648 m |  | 7 | 0 | Pass | null
380086769 | TNB | DISTRIBUTION | KUALA SELANGOR | Existing | RYB | 230/400 V | Unknown |  | LV LINE |  | 7X_500_1C_CU_PVC/PVC |  |  |  | 0.635 m |  | 7 | 0 | Pass | null
380086977 | TNB | DISTRIBUTION | KUALA SELANGOR | Existing | RYB | 230/400 V | Unknown |  | LV LINE |  | 7X_500_1C_CU_PVC/PVC |  |  |  | 0.301 m |  | 7 | 0 | Pass | null
380086980 | TNB | DISTRIBUTION | KUALA SELANGOR | Existing | RYB | 230/400 V | Unknown |  | LV LINE |  | 7X_500_1C_CU_PVC/PVC |  |  |  | 0.320 m |  | 7 | 0 | Pass | null
380092084 | TNB | DISTRIBUTION | KUALA SELANGOR | Existing | RYB | 230/400 V | Unknown |  | LV LINE |  | 7X_500_1C_CU_PVC/PVC |  |  |  | 0.470 m |  | 7 | 0 | Pass | null
380092087 | TNB | DISTRIBUTION | KUALA SELANGOR | Existing | RYB | 230/400 V | Unknown |  | LV LINE |  | 7X_500_1C_CU_PVC/PVC |  |  |  | 0.487 m |  | 7 | 0 | Pass | null
380092370 | TNB | DISTRIBUTION | KUALA SELANGOR | Existing | RYB | 230/400 V | Unknown |  | LV LINE |  | 7X_500_1C_CU_PVC/PVC |  |  |  | 0.212 m |  | 7 | 0 | Pass | null
380092689 | TNB | DISTRIBUTION | KUALA SELANGOR | Existing | RYB | 230/400 V | Unknown |  | LV LINE |  | 7X_500_1C_CU_PVC/PVC |  |  |  | 0.379 m |  | 7 | 0 | Pass | null
380092783 | TNB | DISTRIBUTION | KUALA SELANGOR | Existing | RYB | 230/400 V | Unknown |  | LV LINE |  | 7X_300_1C_AL_PVC/PVC |  |  |  | 0.253 m |  | 7 | 0 | Pass | null
380092877 | TNB | DISTRIBUTION | KUALA SELANGOR | Existing | RYB | 230/400 V | Unknown |  | LV LINE |  | 7X_500_1C_CU_PVC/PVC |  |  |  | 0.275 m |  | 7 | 0 | Pass | null
380093688 | TNB | DISTRIBUTION | KUALA SELANGOR | Existing | RYB | 230/400 V | Unknown |  | LV LINE |  | 7X_500_1C_CU_PVC/PVC |  |  |  | 0.205 m |  | 7 | 0 | Pass | null
380100591 | TNB | DISTRIBUTION | KUALA SELANGOR | Existing | RYB | 230/400 V | Unknown |  | LV LINE |  | 4X_300_1C_AL_PVC/PVC |  |  |  | 0.324 m |  | 4 | 0 | Pass | null
380100694 | TNB | DISTRIBUTION | KUALA SELANGOR | Existing | RYB | 230/400 V | Unknown |  | LV LINE |  | 7X_300_1C_AL_PVC/PVC |  |  |  | 0.280 m |  | 7 | 0 | Pass | null
380100790 | TNB | DISTRIBUTION | KUALA SELANGOR | Existing | RYB | 230/400 V | Unknown |  | LV LINE |  | 7X_300_1C_AL_PVC/PVC |  |  |  | 0.288 m |  | 7 | 0 | Pass | null
380100884 | TNB | DISTRIBUTION | KUALA SELANGOR | Existing | RYB | 230/400 V | Unknown |  | LV LINE |  | 7X_500_1C_CU_PVC/PVC |  |  |  | 0.247 m |  | 7 | 0 | Pass | null
380101072 | TNB | DISTRIBUTION | KUALA SELANGOR | Existing | RYB | 230/400 V | Unknown |  | LV LINE |  | 7X_300_1C_AL_PVC/PVC |  |  |  | 0.266 m |  | 7 | 0 | Pass | null
380101168 | TNB | DISTRIBUTION | KUALA SELANGOR | Existing | RYB | 230/400 V | Unknown |  | LV LINE |  | 7X_500_1C_CU_PVC/PVC |  |  |  | 0.321 m |  | 7 | 0 | Pass | null
380101286 | TNB | DISTRIBUTION | KUALA SELANGOR | Existing | RYB | 230/400 V | Unknown |  | LV LINE |  | 7X_300_1C_AL_PVC/PVC |  |  |  | 0.226 m |  | 7 | 0 | Pass | null
380101484 | TNB | DISTRIBUTION | KUALA SELANGOR | Existing | RYB | 230/400 V | Unknown |  | LV LINE |  | 7X_300_1C_AL_PVC/PVC |  |  |  | 0.238 m |  | 7 | 0 | Pass | null
380101585 | TNB | DISTRIBUTION | KUALA SELANGOR | Existing | RYB | 230/400 V | Unknown |  | LV LINE |  | 7X_500_1C_CU_PVC/PVC |  |  |  | 0.268 m |  | 7 | 0 | Pass | null
380101588 | TNB | DISTRIBUTION | KUALA SELANGOR | Existing | RYB | 230/400 V | Unknown |  | LV LINE |  | 7X_500_1C_CU_PVC/PVC |  |  |  | 0.262 m |  | 7 | 0 | Pass | null
380101756 | TNB | DISTRIBUTION | KUALA SELANGOR | Existing | RYB | 230/400 V | Unknown |  | LV LINE |  | 7X_500_1C_CU_PVC/PVC |  |  |  | 0.284 m |  | 7 | 0 | Pass | null
380101759 | TNB | DISTRIBUTION | KUALA SELANGOR | Existing | RYB | 230/400 V | Unknown |  | LV LINE |  | 7X_500_1C_CU_PVC/PVC |  |  |  | 0.267 m |  | 7 | 0 | Pass | null
380101931 | TNB | DISTRIBUTION | KUALA SELANGOR | Existing | RYB | 230/400 V | Unknown |  | LV LINE |  | 7X_300_1C_AL_PVC/PVC |  |  |  | 0.224 m |  | 7 | 0 | Pass | null
380102025 | TNB | DISTRIBUTION | KUALA SELANGOR | Existing | RYB | 230/400 V | Unknown |  | LV LINE |  | 7X_300_1C_AL_PVC/PVC |  |  |  | 0.222 m |  | 7 | 0 | Pass | null
380102119 | TNB | DISTRIBUTION | KUALA SELANGOR | Existing | RYB | 230/400 V | Unknown |  | LV LINE |  | 7X_500_1C_CU_PVC/PVC |  |  |  | 0.297 m |  | 7 | 0 | Pass | null
380102213 | TNB | DISTRIBUTION | KUALA SELANGOR | Existing | RYB | 230/400 V | Unknown |  | LV LINE |  | 7X_500_1C_CU_PVC/PVC |  |  |  | 0.254 m |  | 7 | 0 | Pass | null
380102385 | TNB | DISTRIBUTION | KUALA SELANGOR | Existing | RYB | 230/400 V | Unknown |  | LV LINE |  | 7X_300_1C_AL_PVC/PVC |  |  |  | 0.272 m |  | 7 | 0 | Pass | null
380102487 | TNB | DISTRIBUTION | KUALA SELANGOR | Existing | RYB | 230/400 V | Unknown |  | LV LINE |  | 7X_500_1C_CU_PVC/PVC |  |  |  | 0.242 m |  | 7 | 0 | Pass | null
380102490 | TNB | DISTRIBUTION | KUALA SELANGOR | Existing | RYB | 230/400 V | Unknown |  | LV LINE |  | 7X_500_1C_CU_PVC/PVC |  |  |  | 0.237 m |  | 7 | 0 | Pass | null
380102851 | TNB | DISTRIBUTION | KUALA SELANGOR | Existing | RYB | 230/400 V | Unknown |  | LV LINE |  | 7X_300_1C_AL_PVC/PVC |  |  |  | 0.244 m |  | 7 | 0 | Pass | null
380102854 | TNB | DISTRIBUTION | KUALA SELANGOR | Existing | RYB | 230/400 V | Unknown |  | LV LINE |  | 7X_300_1C_AL_PVC/PVC |  |  |  | 0.258 m |  | 7 | 0 | Pass | null
380103022 | TNB | DISTRIBUTION | KUALA SELANGOR | Existing | RYB | 230/400 V | Unknown |  | LV LINE |  | 7X_300_1C_AL_PVC/PVC |  |  |  | 0.270 m |  | 7 | 0 | Pass | null
380103025 | TNB | DISTRIBUTION | KUALA SELANGOR | Existing | RYB | 230/400 V | Unknown |  | LV LINE |  | 7X_500_1C_CU_PVC/PVC |  |  |  | 0.318 m |  | 7 | 0 | Pass | null
380103186 | TNB | DISTRIBUTION | KUALA SELANGOR | Existing | RYB | 230/400 V | Unknown |  | LV LINE |  | 7X_300_1C_AL_PVC/PVC |  |  |  | 0.228 m |  | 7 | 0 | Pass | null
380103282 | TNB | DISTRIBUTION | KUALA SELANGOR | Existing | RYB | 230/400 V | Unknown |  | LV LINE |  | 7X_500_1C_CU_PVC/PVC |  |  |  | 0.250 m |  | 7 | 0 | Pass | null
380103378 | TNB | DISTRIBUTION | KUALA SELANGOR | Existing | RYB | 230/400 V | Unknown |  | LV LINE |  | 7X_300_1C_AL_PVC/PVC |  |  |  | 0.271 m |  | 7 | 0 | Pass | null
380103482 | TNB | DISTRIBUTION | KUALA SELANGOR | Existing | RYB | 230/400 V | Unknown |  | LV LINE |  | 7X_300_1C_AL_PVC/PVC |  |  |  | 0.247 m |  | 7 | 0 | Pass | null
380103576 | TNB | DISTRIBUTION | KUALA SELANGOR | Existing | RYB | 230/400 V | Unknown |  | LV LINE |  | 7X_300_1C_AL_PVC/PVC |  |  |  | 0.261 m |  | 7 | 0 | Pass | null
380103686 | TNB | DISTRIBUTION | KUALA SELANGOR | Existing | RYB | 230/400 V | Unknown |  | LV LINE |  | 7X_300_1C_AL_PVC/PVC |  |  |  | 0.266 m |  | 7 | 0 | Pass | null
380103978 | TNB | DISTRIBUTION | KUALA SELANGOR | Existing | RYB | 230/400 V | Unknown |  | LV LINE |  | 7X_500_1C_CU_PVC/PVC |  |  |  | 0.270 m |  | 7 | 0 | Pass | null
380104078 | TNB | DISTRIBUTION | KUALA SELANGOR | Existing | RYB | 230/400 V | Unknown |  | LV LINE |  | 4X_300_1C_AL_PVC/PVC |  |  |  | 0.219 m |  | 4 | 0 | Pass | null
380104880 | TNB | DISTRIBUTION | KUALA SELANGOR | Existing | RYB | 230/400 V | Unknown |  | LV LINE |  | 7X_300_1C_AL_PVC/PVC |  |  |  | 0.230 m |  | 7 | 0 | Pass | null
380104984 | TNB | DISTRIBUTION | KUALA SELANGOR | Existing | RYB | 230/400 V | Unknown |  | LV LINE |  | 7X_500_1C_CU_PVC/PVC |  |  |  | 0.282 m |  | 7 | 0 | Pass | null
380105078 | TNB | DISTRIBUTION | KUALA SELANGOR | Existing | RYB | 230/400 V | Unknown |  | LV LINE |  | 7X_300_1C_AL_PVC/PVC |  |  |  | 0.192 m |  | 7 | 0 | Pass | null
380105218 | TNB | DISTRIBUTION | KUALA SELANGOR | Existing | RYB | 230/400 V | Unknown |  | LV LINE |  | 7X_300_1C_AL_PVC/PVC |  |  |  | 0.208 m |  | 7 | 0 | Pass | null
380105319 | TNB | DISTRIBUTION | KUALA SELANGOR | Existing | RYB | 230/400 V | NO | Class C | LV LINE |  | 7X_500_1C_CU_PVC/PVC |  |  |  | 0.275 m |  | 7 | 0 | Pass | null
380105322 | TNB | DISTRIBUTION | KUALA SELANGOR | Existing | RYB | 230/400 V | NO | Class C | LV LINE |  | 7X_300_1C_AL_PVC/PVC |  |  |  | 0.276 m |  | 7 | 0 | Pass | null
380105490 | TNB | DISTRIBUTION | KUALA SELANGOR | Existing | RYB | 230/400 V | NO | Class C | LV LINE |  | 7X_300_1C_AL_PVC/PVC |  |  |  | 0.243 m |  | 7 | 0 | Pass | null
380105493 | TNB | DISTRIBUTION | KUALA SELANGOR | Existing | RYB | 230/400 V | NO | Class C | LV LINE |  | 7X_500_1C_CU_PVC/PVC |  |  |  | 0.237 m |  | 7 | 0 | Pass | null
380105654 | TNB | DISTRIBUTION | KUALA SELANGOR | Existing | RYB | 230/400 V | NO | Class C | LV LINE |  | 7X_300_1C_AL_PVC/PVC |  |  |  | 0.213 m |  | 7 | 0 | Pass | null
380105748 | TNB | DISTRIBUTION | KUALA SELANGOR | Existing | RYB | 230/400 V | NO | Class C | LV LINE |  | 7X_300_1C_AL_PVC/PVC |  |  |  | 0.245 m |  | 7 | 0 | Pass | null
380105842 | TNB | DISTRIBUTION | KUALA SELANGOR | Existing | RYB | 230/400 V | NO | Class C | LV LINE |  | 7X_500_1C_CU_PVC/PVC |  |  |  | 0.205 m |  | 7 | 0 | Pass | null
380105936 | TNB | DISTRIBUTION | KUALA SELANGOR | Existing | RYB | 230/400 V | NO | Class C | LV LINE |  | 7X_500_1C_CU_PVC/PVC |  |  |  | 0.238 m |  | 7 | 0 | Pass | null
380106037 | TNB | DISTRIBUTION | KUALA SELANGOR | Existing | RYB | 230/400 V | Unknown |  | LV LINE |  | 7X_500_1C_CU_PVC/PVC |  |  |  | 0.237 m |  | 7 | 0 | Pass | null
380106040 | TNB | DISTRIBUTION | KUALA SELANGOR | Existing | RYB | 230/400 V | Unknown |  | LV LINE |  | 7X_500_1C_CU_PVC/PVC |  |  |  | 0.239 m |  | 7 | 0 | Pass | null
380106208 | TNB | DISTRIBUTION | KUALA SELANGOR | Existing | RYB | 230/400 V | Unknown |  | LV LINE |  | 7X_500_1C_CU_PVC/PVC |  |  |  | 0.201 m |  | 7 | 0 | Pass | null
380106211 | TNB | DISTRIBUTION | KUALA SELANGOR | Existing | RYB | 230/400 V | Unknown |  | LV LINE |  | 7X_500_1C_CU_PVC/PVC |  |  |  | 0.231 m |  | 7 | 0 | Pass | null
380106379 | TNB | DISTRIBUTION | KUALA SELANGOR | Existing | RYB | 230/400 V | Unknown |  | LV LINE |  | 7X_500_1C_CU_PVC/PVC |  |  |  | 0.253 m |  | 7 | 0 | Pass | null
380106382 | TNB | DISTRIBUTION | KUALA SELANGOR | Existing | RYB | 230/400 V | Unknown |  | LV LINE |  | 7X_500_1C_CU_PVC/PVC |  |  |  | 0.261 m |  | 7 | 0 | Pass | null
380106550 | TNB | DISTRIBUTION | KUALA SELANGOR | Existing | RYB | 230/400 V | Unknown |  | LV LINE |  | 7X_500_1C_CU_PVC/PVC |  |  |  | 0.214 m |  | 7 | 0 | Pass | null
380106553 | TNB | DISTRIBUTION | KUALA SELANGOR | Existing | RYB | 230/400 V | Unknown |  | LV LINE |  | 7X_500_1C_CU_PVC/PVC |  |  |  | 0.207 m |  | 7 | 0 | Pass | null
380106721 | TNB | DISTRIBUTION | KUALA SELANGOR | Existing | RYB | 230/400 V | NO | Class C | LV LINE |  | 7X_500_1C_CU_PVC/PVC |  |  |  | 0.234 m |  | 7 | 0 | Pass | null
380106724 | TNB | DISTRIBUTION | KUALA SELANGOR | Existing | RYB | 230/400 V | NO | Class C | LV LINE |  | 7X_500_1C_CU_PVC/PVC |  |  |  | 0.218 m |  | 7 | 0 | Pass | null
380106892 | TNB | DISTRIBUTION | KUALA SELANGOR | Existing | RYB | 230/400 V | NO | Class C | LV LINE |  | 7X_500_1C_CU_PVC/PVC |  |  |  | 0.185 m |  | 7 | 0 | Pass | null
380106895 | TNB | DISTRIBUTION | KUALA SELANGOR | Existing | RYB | 230/400 V | NO | Class C | LV LINE |  | 7X_500_1C_CU_PVC/PVC |  |  |  | 0.201 m |  | 7 | 0 | Pass | null
380107056 | TNB | DISTRIBUTION | KUALA SELANGOR | Existing | RYB | 230/400 V | NO | Class C | LV LINE |  | 7X_300_1C_AL_PVC/PVC |  |  |  | 0.190 m |  | 7 | 0 | Pass | null
380107150 | TNB | DISTRIBUTION | KUALA SELANGOR | Existing | RYB | 230/400 V | NO | Class C | LV LINE |  | 7X_500_1C_CU_PVC/PVC |  |  |  | 0.183 m |  | 7 | 0 | Pass | null
380107251 | TNB | DISTRIBUTION | KUALA SELANGOR | Existing | RYB | 230/400 V | NO | Class C | LV LINE |  | 7X_500_1C_CU_PVC/PVC |  |  |  | 0.236 m |  | 7 | 0 | Pass | null
380107254 | TNB | DISTRIBUTION | KUALA SELANGOR | Existing | RYB | 230/400 V | NO | Class C | LV LINE |  | 7X_500_1C_CU_PVC/PVC |  |  |  | 0.226 m |  | 7 | 0 | Pass | null
380107424 | TNB | DISTRIBUTION | KUALA SELANGOR | Existing | RYB | 230/400 V | Unknown |  | LV LINE |  | 7X_500_1C_CU_PVC/PVC |  |  |  | 0.218 m |  | 7 | 0 | Pass | null
380107525 | TNB | DISTRIBUTION | KUALA SELANGOR | Existing | RYB | 230/400 V | Unknown |  | LV LINE |  | 7X_500_1C_CU_PVC/PVC |  |  |  | 0.208 m |  | 7 | 0 | Pass | null
380107528 | TNB | DISTRIBUTION | KUALA SELANGOR | Existing | RYB | 230/400 V | Unknown |  | LV LINE |  | 7X_500_1C_CU_PVC/PVC |  |  |  | 0.208 m |  | 7 | 0 | Pass | null
380107689 | TNB | DISTRIBUTION | KUALA SELANGOR | Existing | RYB | 230/400 V | Unknown |  | LV LINE |  | 7X_500_1C_CU_PVC/PVC |  |  |  | 0.248 m |  | 7 | 0 | Pass | null
380107783 | TNB | DISTRIBUTION | KUALA SELANGOR | Existing | RYB | 230/400 V | Unknown |  | LV LINE |  | 7X_500_1C_CU_PVC/PVC |  |  |  | 0.263 m |  | 7 | 0 | Pass | null
380107912 | TNB | DISTRIBUTION | KUALA SELANGOR | Existing | RYB | 230/400 V | Unknown |  | LV LINE |  | 7X_500_1C_CU_PVC/PVC |  |  |  | 0.182 m |  | 7 | 0 | Pass | null
380108194 | TNB | DISTRIBUTION | KUALA SELANGOR | Existing | RYB | 230/400 V | Unknown |  | LV LINE |  | 7X_300_1C_AL_PVC/PVC |  |  |  | 0.188 m |  | 7 | 0 | Pass | null
380108288 | TNB | DISTRIBUTION | KUALA SELANGOR | Existing | RYB | 230/400 V | Unknown |  | LV LINE |  | 7X_300_1C_AL_PVC/PVC |  |  |  | 0.240 m |  | 7 | 0 | Pass | null
380108382 | TNB | DISTRIBUTION | KUALA SELANGOR | Existing | RYB | 230/400 V | Unknown |  | LV LINE |  | 7X_300_1C_AL_PVC/PVC |  |  |  | 0.217 m |  | 7 | 0 | Pass | null
380108476 | TNB | DISTRIBUTION | KUALA SELANGOR | Existing | RYB | 230/400 V | Unknown |  | LV LINE |  | 7X_300_1C_AL_PVC/PVC |  |  |  | 0.208 m |  | 7 | 0 | Pass | null
380108570 | TNB | DISTRIBUTION | KUALA SELANGOR | Existing | RYB | 230/400 V | Unknown |  | LV LINE |  | 7X_300_1C_AL_PVC/PVC |  |  |  | 0.210 m |  | 7 | 0 | Pass | null
380108664 | TNB | DISTRIBUTION | KUALA SELANGOR | Existing | RYB | 230/400 V | Unknown |  | LV LINE |  | 7X_300_1C_AL_PVC/PVC |  |  |  | 0.187 m |  | 7 | 0 | Pass | null
380108758 | TNB | DISTRIBUTION | KUALA SELANGOR | Existing | RYB | 230/400 V | Unknown |  | LV LINE |  | 7X_300_1C_AL_PVC/PVC |  |  |  | 0.237 m |  | 7 | 0 | Pass | null
380108852 | TNB | DISTRIBUTION | KUALA SELANGOR | Existing | RYB | 230/400 V | Unknown |  | LV LINE |  | 7X_500_1C_CU_PVC/PVC |  |  |  | 0.199 m |  | 7 | 0 | Pass | null
380109202 | TNB | DISTRIBUTION | KUALA SELANGOR | Existing | RYB | 230/400 V | Unknown |  | LV LINE |  | 7X_500_1C_CU_PVC/PVC |  |  |  | 0.243 m |  | 7 | 0 | Pass | null
380109303 | TNB | DISTRIBUTION | KUALA SELANGOR | Existing | RYB | 230/400 V | Unknown |  | LV LINE |  | 7X_500_1C_CU_PVC/PVC |  |  |  | 0.307 m |  | 7 | 0 | Pass | null
380109306 | TNB | DISTRIBUTION | KUALA SELANGOR | Existing | RYB | 230/400 V | Unknown |  | LV LINE |  | 7X_500_1C_CU_PVC/PVC |  |  |  | 0.252 m |  | 7 | 0 | Pass | null
380109467 | TNB | DISTRIBUTION | KUALA SELANGOR | Existing | RYB | 230/400 V | Unknown |  | LV LINE |  | 7X_300_1C_AL_PVC/PVC |  |  |  | 0.230 m |  | 7 | 0 | Pass | null
380109568 | TNB | DISTRIBUTION | KUALA SELANGOR | Existing | RYB | 230/400 V | Unknown |  | LV LINE |  | 7X_500_1C_CU_PVC/PVC |  |  |  | 0.354 m |  | 7 | 0 | Pass | null
380109798 | TNB | DISTRIBUTION | KUALA SELANGOR | Existing | RYB | 230/400 V | Unknown |  | LV LINE |  | 7X_500_1C_CU_PVC/PVC |  |  |  | 0.324 m |  | 7 | 0 | Pass | null
380109902 | TNB | DISTRIBUTION | KUALA SELANGOR | Existing | RYB | 230/400 V | Unknown |  | LV LINE |  | 7X_500_1C_CU_PVC/PVC |  |  |  | 0.258 m |  | 7 | 0 | Pass | null
380109996 | TNB | DISTRIBUTION | KUALA SELANGOR | Existing | RYB | 230/400 V | Unknown |  | LV LINE |  | 7X_300_1C_AL_PVC/PVC |  |  |  | 0.276 m |  | 7 | 0 | Pass | null
380110097 | TNB | DISTRIBUTION | KUALA SELANGOR | Existing | RYB | 230/400 V | Unknown |  | LV LINE |  | 7X_500_1C_CU_PVC/PVC |  |  |  | 0.267 m |  | 7 | 0 | Pass | null
380110268 | TNB | DISTRIBUTION | KUALA SELANGOR | Existing | RYB | 230/400 V | Unknown |  | LV LINE |  | 7X_500_1C_CU_PVC/PVC |  |  |  | 0.252 m |  | 7 | 0 | Pass | null
380110271 | TNB | DISTRIBUTION | KUALA SELANGOR | Existing | RYB | 230/400 V | Unknown |  | LV LINE |  | 7X_500_1C_CU_PVC/PVC |  |  |  | 0.234 m |  | 7 | 0 | Pass | null
380110432 | TNB | DISTRIBUTION | KUALA SELANGOR | Existing | RYB | 230/400 V | Unknown |  | LV LINE |  | 7X_500_1C_CU_PVC/PVC |  |  |  | 0.222 m |  | 7 | 0 | Pass | null
380110526 | TNB | DISTRIBUTION | KUALA SELANGOR | Existing | RYB | 230/400 V | Unknown |  | LV LINE |  | 7X_300_1C_AL_PVC/PVC |  |  |  | 0.321 m |  | 7 | 0 | Pass | null
380110620 | TNB | DISTRIBUTION | KUALA SELANGOR | Existing | RYB | 230/400 V | Unknown |  | LV LINE |  | 7X_300_1C_AL_PVC/PVC |  |  |  | 0.278 m |  | 7 | 0 | Pass | null
380110770 | TNB | DISTRIBUTION | KUALA SELANGOR | Existing | RYB | 230/400 V | Unknown |  | LV LINE |  | 7X_300_1C_AL_PVC/PVC |  |  |  | 0.301 m |  | 7 | 0 | Pass | null
380110864 | TNB | DISTRIBUTION | KUALA SELANGOR | Existing | RYB | 230/400 V | Unknown |  | LV LINE |  | 7X_300_1C_AL_PVC/PVC |  |  |  | 0.257 m |  | 7 | 0 | Pass | null
380110958 | TNB | DISTRIBUTION | KUALA SELANGOR | Existing | RYB | 230/400 V | Unknown |  | LV LINE |  | 7X_300_1C_AL_PVC/PVC |  |  |  | 0.276 m |  | 7 | 0 | Pass | null
380111078 | TNB | DISTRIBUTION | KUALA SELANGOR | Existing | RYB | 230/400 V | Unknown |  | LV LINE |  | 7X_500_1C_CU_PVC/PVC |  |  |  | 0.261 m |  | 7 | 0 | Pass | null
380111183 | TNB | DISTRIBUTION | KUALA SELANGOR | Existing | RYB | 230/400 V | Unknown |  | LV LINE |  | 7X_500_1C_CU_PVC/PVC |  |  |  | 0.423 m |  | 7 | 0 | Pass | null
380111279 | TNB | DISTRIBUTION | KUALA SELANGOR | Existing | RYB | 230/400 V | Unknown |  | LV LINE |  | 7X_300_1C_AL_PVC/PVC |  |  |  | 0.246 m |  | 7 | 0 | Pass | null
380111414 | TNB | DISTRIBUTION | KUALA SELANGOR | Existing | RYB | 230/400 V | Unknown |  | LV LINE |  | 7X_500_1C_CU_PVC/PVC |  |  |  | 0.795 m |  | 7 | 0 | Pass | null
380111519 | TNB | DISTRIBUTION | KUALA SELANGOR | Existing | RYB | 230/400 V | Unknown |  | LV LINE |  | 7X_500_1C_CU_PVC/PVC |  |  |  | 0.899 m |  | 7 | 0 | Pass | null
380111615 | TNB | DISTRIBUTION | KUALA SELANGOR | Existing | RYB | 230/400 V | Unknown |  | LV LINE |  | 7X_500_1C_CU_PVC/PVC |  |  |  | 0.885 m |  | 7 | 0 | Pass | null
380111709 | TNB | DISTRIBUTION | KUALA SELANGOR | Existing | RYB | 230/400 V | Unknown |  | LV LINE |  | 7X_500_1C_CU_PVC/PVC |  |  |  | 0.811 m |  | 7 | 0 | Pass | null
380111803 | TNB | DISTRIBUTION | KUALA SELANGOR | Existing | RYB | 230/400 V | Unknown |  | LV LINE |  | 7X_500_1C_CU_PVC/PVC |  |  |  | 0.735 m |  | 7 | 0 | Pass | null
380111897 | TNB | DISTRIBUTION | KUALA SELANGOR | Existing | RYB | 230/400 V | Unknown |  | LV LINE |  | 7X_500_1C_CU_PVC/PVC |  |  |  | 0.955 m |  | 7 | 0 | Pass | null
380111991 | TNB | DISTRIBUTION | KUALA SELANGOR | Existing | RYB | 230/400 V | Unknown |  | LV LINE |  | 7X_500_1C_CU_PVC/PVC |  |  |  | 1.052 m |  | 7 | 0 | Pass | null
380112085 | TNB | DISTRIBUTION | KUALA SELANGOR | Existing | RYB | 230/400 V | Unknown |  | LV LINE |  | 7X_500_1C_CU_PVC/PVC |  |  |  | 0.842 m |  | 7 | 0 | Pass | null
380112179 | TNB | DISTRIBUTION | KUALA SELANGOR | Existing | RYB | 230/400 V | Unknown |  | LV LINE |  | 7X_500_1C_CU_PVC/PVC |  |  |  | 0.857 m |  | 7 | 0 | Pass | null
380112273 | TNB | DISTRIBUTION | KUALA SELANGOR | Existing | RYB | 230/400 V | Unknown |  | LV LINE |  | 7X_500_1C_CU_PVC/PVC |  |  |  | 0.891 m |  | 7 | 0 | Pass | null
380112369 | TNB | DISTRIBUTION | KUALA SELANGOR | Existing | RYB | 230/400 V | Unknown |  | LV LINE |  | 7X_500_1C_CU_PVC/PVC |  |  |  | 1.166 m |  | 7 | 0 | Pass | null
380112463 | TNB | DISTRIBUTION | KUALA SELANGOR | Existing | RYB | 230/400 V | Unknown |  | LV LINE |  | 7X_500_1C_CU_PVC/PVC |  |  |  | 0.261 m |  | 7 | 0 | Pass | null
380112557 | TNB | DISTRIBUTION | KUALA SELANGOR | Existing | RYB | 230/400 V | Unknown |  | LV LINE |  | 7X_500_1C_CU_PVC/PVC |  |  |  | 0.400 m |  | 7 | 0 | Pass | null
380112662 | TNB | DISTRIBUTION | KUALA SELANGOR | Existing | RYB | 230/400 V | Unknown |  | LV LINE |  | 7X_500_1C_CU_PVC/PVC |  |  |  | 0.641 m |  | 7 | 0 | Pass | null
380112758 | TNB | DISTRIBUTION | KUALA SELANGOR | Existing | RYB | 230/400 V | Unknown |  | LV LINE |  | 7X_500_1C_CU_PVC/PVC |  |  |  | 0.501 m |  | 7 | 0 | Pass | null
380112854 | TNB | DISTRIBUTION | KUALA SELANGOR | Existing | RYB | 230/400 V | Unknown |  | LV LINE |  | 7X_300_1C_AL_PVC/PVC |  |  |  | 0.564 m |  | 7 | 0 | Pass | null
380112979 | TNB | DISTRIBUTION | KUALA SELANGOR | Existing | RYB | 230/400 V | Unknown |  | LV LINE |  | 7X_300_1C_AL_PVC/PVC |  |  |  | 0.447 m |  | 7 | 0 | Pass | null
380113100 | TNB | DISTRIBUTION | KUALA SELANGOR | Existing | RYB | 230/400 V | Unknown |  | LV LINE |  | 7X_300_1C_AL_PVC/PVC |  |  |  | 0.476 m |  | 7 | 0 | Pass | null
380113216 | TNB | DISTRIBUTION | KUALA SELANGOR | Existing | RYB | 230/400 V | Unknown |  | LV LINE |  | 7X_500_1C_CU_PVC/PVC |  |  |  | 0.587 m |  | 7 | 0 | Pass | null
380113341 | TNB | DISTRIBUTION | KUALA SELANGOR | Existing | RYB | 230/400 V | Unknown |  | LV LINE |  | 7X_500_1C_CU_PVC/PVC |  |  |  | 0.486 m |  | 7 | 0 | Pass | null
380117817 | TNB | DISTRIBUTION | KUALA SELANGOR | Existing | RYB | 230/400 V | Unknown |  | LV LINE |  | 7X_300_1C_AL_PVC/PVC |  |  |  | 0.736 m |  | 7 | 0 | Pass | null
380117953 | TNB | DISTRIBUTION | KUALA SELANGOR | Existing | RYB | 230/400 V | Unknown |  | LV LINE |  | 7X_500_1C_CU_PVC/PVC |  |  |  | 0.796 m |  | 7 | 0 | Pass | null
380117956 | TNB | DISTRIBUTION | KUALA SELANGOR | Existing | RYB | 230/400 V | Unknown |  | LV LINE |  | 7X_500_1C_CU_PVC/PVC |  |  |  | 0.802 m |  | 7 | 0 | Pass | null
380118223 | TNB | DISTRIBUTION | KUALA SELANGOR | Existing | RYB | 230/400 V | Unknown |  | LV LINE |  | 7X_300_1C_AL_PVC/PVC |  |  |  | 0.739 m |  | 7 | 0 | Pass | null
380118344 | TNB | DISTRIBUTION | KUALA SELANGOR | Existing | RYB | 230/400 V | Unknown |  | LV LINE |  | 7X_300_1C_AL_PVC/PVC |  |  |  | 0.695 m |  | 7 | 0 | Pass | null
380118475 | TNB | DISTRIBUTION | KUALA SELANGOR | Existing | RYB | 230/400 V | Unknown |  | LV LINE |  | 7X_300_1C_AL_PVC/PVC |  |  |  | 0.980 m |  | 7 | 0 | Pass | null
380118625 | TNB | DISTRIBUTION | KUALA SELANGOR | Existing | RYB | 230/400 V | Unknown |  | LV LINE |  | 7X_300_1C_AL_PVC/PVC |  |  |  | 0.797 m |  | 7 | 0 | Pass | null
380118806 | TNB | DISTRIBUTION | KUALA SELANGOR | Existing | RYB | 230/400 V | Unknown |  | LV LINE |  | 7X_300_1C_AL_PVC/PVC |  |  |  | 1.175 m |  | 7 | 0 | Pass | null
380134975 | TNB | DISTRIBUTION | KUALA SELANGOR | Existing | RYB | 230/400 V | Unknown |  | LV LINE |  | 7X_500_1C_CU_PVC/PVC |  |  |  | 0.197 m |  | 7 | 0 | Pass | null
380135076 | TNB | DISTRIBUTION | KUALA SELANGOR | Existing | RYB | 230/400 V | Unknown |  | LV LINE |  | 7X_500_1C_CU_PVC/PVC |  |  |  | 0.193 m |  | 7 | 0 | Pass | null
380135079 | TNB | DISTRIBUTION | KUALA SELANGOR | Existing | RYB | 230/400 V | Unknown |  | LV LINE |  | 7X_500_1C_CU_PVC/PVC |  |  |  | 0.200 m |  | 7 | 0 | Pass | null
380135235 | TNB | DISTRIBUTION | KUALA SELANGOR | Existing | RYB | 230/400 V | NO | Class C | LV LINE |  | 7X_500_1C_CU_PVC/PVC |  |  |  | 0.217 m |  | 7 | 0 | Pass | null
380135238 | TNB | DISTRIBUTION | KUALA SELANGOR | Existing | RYB | 230/400 V | NO | Class C | LV LINE |  | 7X_500_1C_CU_PVC/PVC |  |  |  | 0.207 m |  | 7 | 0 | Pass | null
380135399 | TNB | DISTRIBUTION | KUALA SELANGOR | Existing | RYB | 230/400 V | Unknown |  | LV LINE |  | 7X_500_1C_CU_PVC/PVC |  |  |  | 0.223 m |  | 7 | 0 | Pass | null
380135493 | TNB | DISTRIBUTION | KUALA SELANGOR | Existing | RYB | 230/400 V | NO | Class C | LV LINE |  | 7X_300_1C_AL_PVC/PVC |  |  |  | 0.196 m |  | 7 | 0 | Pass | null
380135587 | TNB | DISTRIBUTION | KUALA SELANGOR | Existing | RYB | 230/400 V | NO | Class C | LV LINE |  | 7X_500_1C_CU_PVC/PVC |  |  |  | 0.237 m |  | 7 | 0 | Pass | null
380135681 | TNB | DISTRIBUTION | KUALA SELANGOR | Existing | RYB | 230/400 V | NO | Class C | LV LINE |  | 7X_500_1C_CU_PVC/PVC |  |  |  | 0.270 m |  | 7 | 0 | Pass | null
380135775 | TNB | DISTRIBUTION | KUALA SELANGOR | Existing | RYB | 230/400 V | NO | Class C | LV LINE |  | 7X_300_1C_AL_PVC/PVC |  |  |  | 0.292 m |  | 7 | 0 | Pass | null
380135869 | TNB | DISTRIBUTION | KUALA SELANGOR | Existing | RYB | 230/400 V | NO | Class C | LV LINE |  | 7X_300_1C_AL_PVC/PVC |  |  |  | 0.222 m |  | 7 | 0 | Pass | null
380136083 | TNB | DISTRIBUTION | KUALA SELANGOR | Existing | RYB | 230/400 V | NO | Class C | LV LINE |  | 7X_300_1C_AL_PVC/PVC |  |  |  | 0.202 m |  | 7 | 0 | Pass | null
380136177 | TNB | DISTRIBUTION | KUALA SELANGOR | Existing | RYB | 230/400 V | NO | Class C | LV LINE |  | 7X_300_1C_AL_PVC/PVC |  |  |  | 0.202 m |  | 7 | 0 | Pass | null
380136271 | TNB | DISTRIBUTION | KUALA SELANGOR | Existing | RYB | 230/400 V | NO | Class C | LV LINE |  | 7X_500_1C_CU_PVC/PVC |  |  |  | 0.201 m |  | 7 | 0 | Pass | null
380136391 | TNB | DISTRIBUTION | KUALA SELANGOR | Existing | RYB | 230/400 V | NO | Class C | LV LINE |  | 7X_300_1C_AL_PVC/PVC |  |  |  | 0.185 m |  | 7 | 0 | Pass | null
380136485 | TNB | DISTRIBUTION | KUALA SELANGOR | Existing | RYB | 230/400 V | NO | Class C | LV LINE |  | 7X_500_1C_CU_PVC/PVC |  |  |  | 0.206 m |  | 7 | 0 | Pass | null
380136579 | TNB | DISTRIBUTION | KUALA SELANGOR | Existing | RYB | 230/400 V | NO | Class C | LV LINE |  | 7X_500_1C_CU_PVC/PVC |  |  |  | 0.204 m |  | 7 | 0 | Pass | null
380136767 | TNB | DISTRIBUTION | KUALA SELANGOR | Existing | RYB | 230/400 V | NO | Class C | LV LINE |  | 7X_300_1C_AL_PVC/PVC |  |  |  | 0.235 m |  | 7 | 0 | Pass | null
380137048 | TNB | DISTRIBUTION | KUALA SELANGOR | Existing | RYB | 230/400 V | Unknown |  | LV LINE |  | 7X_500_1C_CU_PVC/PVC |  |  |  | 0.223 m |  | 7 | 0 | Pass | null
380137142 | TNB | DISTRIBUTION | KUALA SELANGOR | Existing | RYB | 230/400 V | Unknown |  | LV LINE |  | 7X_500_1C_CU_PVC/PVC |  |  |  | 0.201 m |  | 7 | 0 | Pass | null
380137145 | TNB | DISTRIBUTION | KUALA SELANGOR | Existing | RYB | 230/400 V | Unknown |  | LV LINE |  | 7X_500_1C_CU_PVC/PVC |  |  |  | 0.218 m |  | 7 | 0 | Pass | null
380137353 | TNB | DISTRIBUTION | KUALA SELANGOR | Existing | RYB | 230/400 V | Unknown |  | LV LINE |  | 7X_500_1C_CU_PVC/PVC |  |  |  | 0.182 m |  | 7 | 0 | Pass | null
380137356 | TNB | DISTRIBUTION | KUALA SELANGOR | Existing | RYB | 230/400 V | Unknown |  | LV LINE |  | 7X_500_1C_CU_PVC/PVC |  |  |  | 0.173 m |  | 7 | 0 | Pass | null
380137584 | TNB | DISTRIBUTION | KUALA SELANGOR | Existing | RYB | 230/400 V | NO | Class C | LV LINE |  | 7X_500_1C_CU_PVC/PVC |  |  |  | 0.201 m |  | 7 | 0 | Pass | null
380137705 | TNB | DISTRIBUTION | KUALA SELANGOR | Existing | RYB | 230/400 V | NO | Class C | LV LINE |  | 7X_500_1C_CU_PVC/PVC |  |  |  | 0.172 m |  | 7 | 0 | Pass | null
380137708 | TNB | DISTRIBUTION | KUALA SELANGOR | Existing | RYB | 230/400 V | NO | Class C | LV LINE |  | 7X_500_1C_CU_PVC/PVC |  |  |  | 0.195 m |  | 7 | 0 | Pass | null
380137916 | TNB | DISTRIBUTION | KUALA SELANGOR | Existing | RYB | 230/400 V | NO | Class C | LV LINE |  | 7X_500_1C_CU_PVC/PVC |  |  |  | 0.206 m |  | 7 | 0 | Pass | null
380137919 | TNB | DISTRIBUTION | KUALA SELANGOR | Existing | RYB | 230/400 V | NO | Class C | LV LINE |  | 7X_500_1C_CU_PVC/PVC |  |  |  | 0.202 m |  | 7 | 0 | Pass | null
380138194 | TNB | DISTRIBUTION | KUALA SELANGOR | Existing | RYB | 230/400 V | Unknown |  | LV LINE |  | 7X_500_1C_CU_PVC/PVC |  |  |  | 0.239 m |  | 7 | 0 | Pass | null
380138197 | TNB | DISTRIBUTION | KUALA SELANGOR | Existing | RYB | 230/400 V | Unknown |  | LV LINE |  | 7X_500_1C_CU_PVC/PVC |  |  |  | 0.229 m |  | 7 | 0 | Pass | null
380138398 | TNB | DISTRIBUTION | KUALA SELANGOR | Existing | RYB | 230/400 V | Unknown |  | LV LINE |  | 7X_300_1C_AL_PVC/PVC |  |  |  | 0.182 m |  | 7 | 0 | Pass | null
380138521 | TNB | DISTRIBUTION | KUALA SELANGOR | Existing | RYB | 230/400 V | Unknown |  | LV LINE |  | 7X_500_1C_CU_PVC/PVC |  |  |  | 0.188 m |  | 7 | 0 | Pass | null
380138642 | TNB | DISTRIBUTION | KUALA SELANGOR | Existing | RYB | 230/400 V | Unknown |  | LV LINE |  | 7X_500_1C_CU_PVC/PVC |  |  |  | 0.190 m |  | 7 | 0 | Pass | null
380138645 | TNB | DISTRIBUTION | KUALA SELANGOR | Existing | RYB | 230/400 V | Unknown |  | LV LINE |  | 7X_500_1C_CU_PVC/PVC |  |  |  | 0.188 m |  | 7 | 0 | Pass | null
380152267 | TNB | DISTRIBUTION | KUALA SELANGOR | Existing | RYB | 230/400 V | Unknown |  | LV LINE |  | 7X_300_1C_AL_PVC/PVC |  |  |  | 0.314 m |  | 7 | 0 | Pass | null
380152381 | TNB | DISTRIBUTION | KUALA SELANGOR | Existing | RYB | 230/400 V | Unknown |  | LV LINE |  | 7X_300_1C_AL_PVC/PVC |  |  |  | 0.230 m |  | 7 | 0 | Pass | null
380152495 | TNB | DISTRIBUTION | KUALA SELANGOR | Existing | RYB | 230/400 V | Unknown |  | LV LINE |  | 7X_500_1C_CU_PVC/PVC |  |  |  | 0.342 m |  | 7 | 0 | Pass | null
380152609 | TNB | DISTRIBUTION | KUALA SELANGOR | Existing | RYB | 230/400 V | Unknown |  | LV LINE |  | 7X_300_1C_AL_PVC/PVC |  |  |  | 0.232 m |  | 7 | 0 | Pass | null
380152723 | TNB | DISTRIBUTION | KUALA SELANGOR | Existing | RYB | 230/400 V | Unknown |  | LV LINE |  | 7X_500_1C_CU_PVC/PVC |  |  |  | 0.250 m |  | 7 | 0 | Pass | null
380152837 | TNB | DISTRIBUTION | KUALA SELANGOR | Existing | RYB | 230/400 V | Unknown |  | LV LINE |  | 7X_300_1C_AL_PVC/PVC |  |  |  | 0.266 m |  | 7 | 0 | Pass | null
380152953 | TNB | DISTRIBUTION | KUALA SELANGOR | Existing | RYB | 230/400 V | Unknown |  | LV LINE |  | 7X_500_1C_CU_PVC/PVC |  |  |  | 0.316 m |  | 7 | 0 | Pass | null
380153067 | TNB | DISTRIBUTION | KUALA SELANGOR | Existing | RYB | 230/400 V | Unknown |  | LV LINE |  | 7X_500_1C_CU_PVC/PVC |  |  |  | 0.238 m |  | 7 | 0 | Pass | null
380153181 | TNB | DISTRIBUTION | KUALA SELANGOR | Existing | RYB | 230/400 V | Unknown |  | LV LINE |  | 7X_500_1C_CU_PVC/PVC |  |  |  | 0.261 m |  | 7 | 0 | Pass | null
380153297 | TNB | DISTRIBUTION | KUALA SELANGOR | Existing | RYB | 230/400 V | Unknown |  | LV LINE |  | 7X_300_1C_AL_PVC/PVC |  |  |  | 0.185 m |  | 7 | 0 | Pass | null
380153595 | TNB | DISTRIBUTION | KUALA SELANGOR | Existing | RYB | 230/400 V | Unknown |  | LV LINE |  | 7X_300_1C_AL_PVC/PVC |  |  |  | 4.571 m |  | 7 | 0 | Pass | null
380153709 | TNB | DISTRIBUTION | KUALA SELANGOR | Existing | RYB | 230/400 V | Unknown |  | LV LINE |  | 7X_300_1C_AL_PVC/PVC |  |  |  | 0.231 m |  | 7 | 0 | Pass | null
380153823 | TNB | DISTRIBUTION | KUALA SELANGOR | Existing | RYB | 230/400 V | Unknown |  | LV LINE |  | 7X_300_1C_AL_PVC/PVC |  |  |  | 0.234 m |  | 7 | 0 | Pass | null
380153937 | TNB | DISTRIBUTION | KUALA SELANGOR | Existing | RYB | 230/400 V | Unknown |  | LV LINE |  | 7X_500_1C_CU_PVC/PVC |  |  |  | 0.250 m |  | 7 | 0 | Pass | null
380154051 | TNB | DISTRIBUTION | KUALA SELANGOR | Existing | RYB | 230/400 V | Unknown |  | LV LINE |  | 7X_300_1C_AL_PVC/PVC |  |  |  | 0.228 m |  | 7 | 0 | Pass | null
380154165 | TNB | DISTRIBUTION | KUALA SELANGOR | Existing | RYB | 230/400 V | Unknown |  | LV LINE |  | 7X_300_1C_AL_PVC/PVC |  |  |  | 0.257 m |  | 7 | 0 | Pass | null
380154281 | TNB | DISTRIBUTION | KUALA SELANGOR | Existing | RYB | 230/400 V | Unknown |  | LV LINE |  | 7X_500_1C_CU_PVC/PVC |  |  |  | 0.220 m |  | 7 | 0 | Pass | null
380154397 | TNB | DISTRIBUTION | KUALA SELANGOR | Existing | RYB | 230/400 V | Unknown |  | LV LINE |  | 7X_500_1C_CU_PVC/PVC |  |  |  | 0.220 m |  | 7 | 0 | Pass | null
380154511 | TNB | DISTRIBUTION | KUALA SELANGOR | Existing | RYB | 230/400 V | Unknown |  | LV LINE |  | 7X_500_1C_CU_PVC/PVC |  |  |  | 0.272 m |  | 7 | 0 | Pass | null
380154748 | TNB | DISTRIBUTION | KUALA SELANGOR | Existing | RYB | 230/400 V | Unknown |  | LV LINE |  | 7X_300_1C_AL_PVC/PVC |  |  |  | 0.220 m |  | 7 | 0 | Pass | null
380154751 | TNB | DISTRIBUTION | KUALA SELANGOR | Existing | RYB | 230/400 V | Unknown |  | LV LINE |  | 7X_500_1C_CU_PVC/PVC |  |  |  | 0.285 m |  | 7 | 0 | Pass | null
380154955 | TNB | DISTRIBUTION | KUALA SELANGOR | Existing | RYB | 230/400 V | Unknown |  | LV LINE |  | 7X_500_1C_CU_PVC/PVC |  |  |  | 0.290 m |  | 7 | 0 | Pass | null
380155545 | TNB | DISTRIBUTION | KUALA SELANGOR | Existing | RYB | 230/400 V | Unknown |  | LV LINE |  | 7X_500_1C_CU_PVC/PVC |  |  |  | 0.266 m |  | 7 | 0 | Pass | null
380155548 | TNB | DISTRIBUTION | KUALA SELANGOR | Existing | RYB | 230/400 V | Unknown |  | LV LINE |  | 7X_500_1C_CU_PVC/PVC |  |  |  | 0.268 m |  | 7 | 0 | Pass | null
380155743 | TNB | DISTRIBUTION | KUALA SELANGOR | Existing | RYB | 230/400 V | Unknown |  | LV LINE |  | 7X_500_1C_CU_PVC/PVC |  |  |  | 0.260 m |  | 7 | 0 | Pass | null
380156030 | TNB | DISTRIBUTION | KUALA SELANGOR | Existing | RYB | 230/400 V | Unknown |  | LV LINE |  | 7X_500_1C_CU_PVC/PVC |  |  |  | 0.253 m |  | 7 | 0 | Pass | null
380156033 | TNB | DISTRIBUTION | KUALA SELANGOR | Existing | RYB | 230/400 V | Unknown |  | LV LINE |  | 7X_500_1C_CU_PVC/PVC |  |  |  | 0.265 m |  | 7 | 0 | Pass | null
380156245 | TNB | DISTRIBUTION | KUALA SELANGOR | Existing | RYB | 230/400 V | Unknown |  | LV LINE |  | 7X_500_1C_CU_PVC/PVC |  |  |  | 0.249 m |  | 7 | 0 | Pass | null
380156248 | TNB | DISTRIBUTION | KUALA SELANGOR | Existing | RYB | 230/400 V | Unknown |  | LV LINE |  | 7X_500_1C_CU_PVC/PVC |  |  |  | 0.259 m |  | 7 | 0 | Pass | null
380225151 | TNB | DISTRIBUTION | KUALA SELANGOR | Existing | RYB | 230/400 V | Unknown |  | LV LINE |  | 7X_500_1C_CU_PVC/PVC |  |  |  | 0.482 m |  | 7 | 0 | Pass | null
380225159 | TNB | DISTRIBUTION | KUALA SELANGOR | Existing | RYB | 230/400 V | Unknown |  | LV LINE |  | 7X_500_1C_CU_PVC/PVC |  |  |  | 0.474 m |  | 7 | 0 | Pass | null
380225579 | TNB | DISTRIBUTION | KUALA SELANGOR | Existing | RYB | 230/400 V | Unknown |  | LV LINE |  | 7X_300_1C_AL_PVC/PVC |  |  |  | 0.425 m |  | 7 | 0 | Pass | null
380225899 | TNB | DISTRIBUTION | KUALA SELANGOR | Existing | RYB | 230/400 V | Unknown |  | LV LINE |  | 7X_300_1C_AL_PVC/PVC |  |  |  | 0.431 m |  | 7 | 0 | Pass | null
380226156 | TNB | DISTRIBUTION | KUALA SELANGOR | Existing | RYB | 230/400 V | Unknown |  | LV LINE |  | 7X_500_1C_CU_PVC/PVC |  |  |  | 0.244 m |  | 7 | 0 | Pass | null
380226159 | TNB | DISTRIBUTION | KUALA SELANGOR | Existing | RYB | 230/400 V | Unknown |  | LV LINE |  | 7X_500_1C_CU_PVC/PVC |  |  |  | 0.252 m |  | 7 | 0 | Pass | null
380259578 | TNB | DISTRIBUTION | KUALA SELANGOR | Existing | RYB | 230/400 V | Unknown |  | LV LINE |  | 7X_300_1C_AL_PVC/PVC |  |  |  | 0.505 m |  | 7 | 0 | Pass | null
380259717 | TNB | DISTRIBUTION | KUALA SELANGOR | Existing | RYB | 230/400 V | Unknown |  | LV LINE |  | 7X_500_1C_CU_PVC/PVC |  |  |  | 0.339 m |  | 7 | 0 | Pass | null
380259833 | TNB | DISTRIBUTION | KUALA SELANGOR | Existing | RYB | 230/400 V | Unknown |  | LV LINE |  | 7X_300_1C_AL_PVC/PVC |  |  |  | 0.601 m |  | 7 | 0 | Pass | null
380259947 | TNB | DISTRIBUTION | KUALA SELANGOR | Existing | RYB | 230/400 V | Unknown |  | LV LINE |  | 7X_500_1C_CU_PVC/PVC |  |  |  | 0.685 m |  | 7 | 0 | Pass | null
380260063 | TNB | DISTRIBUTION | KUALA SELANGOR | Existing | RYB | 230/400 V | Unknown |  | LV LINE |  | 7X_300_1C_AL_PVC/PVC |  |  |  | 0.411 m |  | 7 | 0 | Pass | null
380260295 | TNB | DISTRIBUTION | KUALA SELANGOR | Existing | RYB | 230/400 V | Unknown |  | LV LINE |  | 7X_500_1C_CU_PVC/PVC |  |  |  | 0.487 m |  | 7 | 0 | Pass | null
380260409 | TNB | DISTRIBUTION | KUALA SELANGOR | Existing | RYB | 230/400 V | Unknown |  | LV LINE |  | 7X_500_1C_CU_PVC/PVC |  |  |  | 0.734 m |  | 7 | 0 | Pass | null
380260525 | TNB | DISTRIBUTION | KUALA SELANGOR | Existing | RYB | 230/400 V | Unknown |  | LV LINE |  | 7X_300_1C_AL_PVC/PVC |  |  |  | 0.485 m |  | 7 | 0 | Pass | null
380260639 | TNB | DISTRIBUTION | KUALA SELANGOR | Existing | RYB | 230/400 V | Unknown |  | LV LINE |  | 7X_500_1C_CU_PVC/PVC |  |  |  | 0.362 m |  | 7 | 0 | Pass | null
380260753 | TNB | DISTRIBUTION | KUALA SELANGOR | Existing | RYB | 230/400 V | Unknown |  | LV LINE |  | 7X_300_1C_AL_PVC/PVC |  |  |  | 0.433 m |  | 7 | 0 | Pass | null
380260869 | TNB | DISTRIBUTION | KUALA SELANGOR | Existing | RYB | 230/400 V | Unknown |  | LV LINE |  | 7X_500_1C_CU_PVC/PVC |  |  |  | 0.796 m |  | 7 | 0 | Pass | null
380260983 | TNB | DISTRIBUTION | KUALA SELANGOR | Existing | RYB | 230/400 V | Unknown |  | LV LINE |  | 7X_500_1C_CU_PVC/PVC |  |  |  | 0.984 m |  | 7 | 0 | Pass | null
380261108 | TNB | DISTRIBUTION | KUALA SELANGOR | Existing | RYB | 230/400 V | Unknown |  | LV LINE |  | 7X_300_1C_AL_PVC/PVC |  |  |  | 1.116 m |  | 7 | 0 | Pass | null
380261224 | TNB | DISTRIBUTION | KUALA SELANGOR | Existing | RYB | 230/400 V | Unknown |  | LV LINE |  | 7X_300_1C_AL_PVC/PVC |  |  |  | 0.948 m |  | 7 | 0 | Pass | null
380261388 | TNB | DISTRIBUTION | KUALA SELANGOR | Existing | RYB | 230/400 V | Unknown |  | LV LINE |  | 7X_300_1C_AL_PVC/PVC |  |  |  | 0.767 m |  | 7 | 0 | Pass | null
380261618 | TNB | DISTRIBUTION | KUALA SELANGOR | Existing | RYB | 230/400 V | Unknown |  | LV LINE |  | 7X_300_1C_AL_PVC/PVC |  |  |  | 0.852 m |  | 7 | 0 | Pass | null
380261732 | TNB | DISTRIBUTION | KUALA SELANGOR | Existing | RYB | 230/400 V | Unknown |  | LV LINE |  | 7X_500_1C_CU_PVC/PVC |  |  |  | 1.002 m |  | 7 | 0 | Pass | null
380261857 | TNB | DISTRIBUTION | KUALA SELANGOR | Existing | RYB | 230/400 V | Unknown |  | LV LINE |  | 7X_300_1C_AL_PVC/PVC |  |  |  | 0.654 m |  | 7 | 0 | Pass | null
380261971 | TNB | DISTRIBUTION | KUALA SELANGOR | Existing | RYB | 230/400 V | Unknown |  | LV LINE |  | 7X_300_1C_AL_PVC/PVC |  |  |  | 1.014 m |  | 7 | 0 | Pass | null
380262087 | TNB | DISTRIBUTION | KUALA SELANGOR | Existing | RYB | 230/400 V | Unknown |  | LV LINE |  | 7X_500_1C_CU_PVC/PVC |  |  |  | 0.831 m |  | 7 | 0 | Pass | null
380262201 | TNB | DISTRIBUTION | KUALA SELANGOR | Existing | RYB | 230/400 V | Unknown |  | LV LINE |  | 7X_500_1C_CU_PVC/PVC |  |  |  | 1.007 m |  | 7 | 0 | Pass | null
380262479 | TNB | DISTRIBUTION | KUALA SELANGOR | Existing | RYB | 230/400 V | Unknown |  | LV LINE |  | 7X_300_1C_AL_PVC/PVC |  |  |  | 1.138 m |  | 7 | 0 | Pass | null
380262714 | TNB | DISTRIBUTION | KUALA SELANGOR | Existing | RYB | 230/400 V | Unknown |  | LV LINE |  | 7X_500_1C_CU_PVC/PVC |  |  |  | 1.020 m |  | 7 | 0 | Pass | null
380262717 | TNB | DISTRIBUTION | KUALA SELANGOR | Existing | RYB | 230/400 V | Unknown |  | LV LINE |  | 7X_500_1C_CU_PVC/PVC |  |  |  | 1.004 m |  | 7 | 0 | Pass | null
380262920 | TNB | DISTRIBUTION | KUALA SELANGOR | Existing | RYB | 230/400 V | Unknown |  | LV LINE |  | 7X_300_1C_AL_PVC/PVC |  |  |  | 0.752 m |  | 7 | 0 | Pass | null
380263041 | TNB | DISTRIBUTION | KUALA SELANGOR | Existing | RYB | 230/400 V | Unknown |  | LV LINE |  | 7X_500_1C_CU_PVC/PVC |  |  |  | 0.826 m |  | 7 | 0 | Pass | null
380263044 | TNB | DISTRIBUTION | KUALA SELANGOR | Existing | RYB | 230/400 V | Unknown |  | LV LINE |  | 7X_500_1C_CU_PVC/PVC |  |  |  | 0.804 m |  | 7 | 0 | Pass | null
380263347 | TNB | DISTRIBUTION | KUALA SELANGOR | Existing | RYB | 230/400 V | Unknown |  | LV LINE |  | 7X_500_1C_CU_PVC/PVC |  |  |  | 0.925 m |  | 7 | 0 | Pass | null
380263472 | TNB | DISTRIBUTION | KUALA SELANGOR | Existing | RYB | 230/400 V | Unknown |  | LV LINE |  | 7X_500_1C_CU_PVC/PVC |  |  |  | 0.894 m |  | 7 | 0 | Pass | null
380263586 | TNB | DISTRIBUTION | KUALA SELANGOR | Existing | RYB | 230/400 V | Unknown |  | LV LINE |  | 7X_300_1C_AL_PVC/PVC |  |  |  | 0.969 m |  | 7 | 0 | Pass | null
380263799 | TNB | DISTRIBUTION | KUALA SELANGOR | Existing | RYB | 230/400 V | Unknown |  | LV LINE |  | 7X_300_1C_AL_PVC/PVC |  |  |  | 0.267 m |  | 7 | 0 | Pass | null
380263913 | TNB | DISTRIBUTION | KUALA SELANGOR | Existing | RYB | 230/400 V | Unknown |  | LV LINE |  | 7X_300_1C_AL_PVC/PVC |  |  |  | 0.191 m |  | 7 | 0 | Pass | null
380264141 | TNB | DISTRIBUTION | KUALA SELANGOR | Existing | RYB | 230/400 V | Unknown |  | LV LINE |  | 4X_300_1C_AL_PVC/PVC |  |  |  | 0.210 m |  | 4 | 0 | Pass | null
380264264 | TNB | DISTRIBUTION | KUALA SELANGOR | Existing | RYB | 230/400 V | Unknown |  | LV LINE |  | 7X_300_1C_AL_PVC/PVC |  |  |  | 9.222 m |  | 7 | 0 | Pass | null
380264387 | TNB | DISTRIBUTION | KUALA SELANGOR | Existing | RYB | 230/400 V | Unknown |  | LV LINE |  | 4X_300_1C_AL_PVC/PVC |  |  |  | 0.228 m |  | 4 | 0 | Pass | null
380264501 | TNB | DISTRIBUTION | KUALA SELANGOR | Existing | RYB | 230/400 V | Unknown |  | LV LINE |  | 4X_300_1C_AL_PVC/PVC |  |  |  | 0.280 m |  | 4 | 0 | Pass | null
380264617 | TNB | DISTRIBUTION | KUALA SELANGOR | Existing | RYB | 230/400 V | Unknown |  | LV LINE |  | 7X_500_1C_CU_PVC/PVC |  |  |  | 0.335 m |  | 7 | 0 | Pass | null
380264765 | TNB | DISTRIBUTION | KUALA SELANGOR | Existing | RYB | 230/400 V | Unknown |  | LV LINE |  | 7X_500_1C_CU_PVC/PVC |  |  |  | 0.256 m |  | 7 | 0 | Pass | null
380264768 | TNB | DISTRIBUTION | KUALA SELANGOR | Existing | RYB | 230/400 V | Unknown |  | LV LINE |  | 7X_300_1C_AL_PVC/PVC |  |  |  | 0.252 m |  | 7 | 0 | Pass | null
380264971 | TNB | DISTRIBUTION | KUALA SELANGOR | Existing | RYB | 230/400 V | Unknown |  | LV LINE |  | 7X_300_1C_AL_PVC/PVC |  |  |  | 0.237 m |  | 7 | 0 | Pass | null
380265094 | TNB | DISTRIBUTION | KUALA SELANGOR | Existing | RYB | 230/400 V | Unknown |  | LV LINE |  | 7X_300_1C_AL_PVC/PVC |  |  |  | 0.278 m |  | 7 | 0 | Pass | null
380265208 | TNB | DISTRIBUTION | KUALA SELANGOR | Existing | RYB | 230/400 V | Unknown |  | LV LINE |  | 7X_300_1C_AL_PVC/PVC |  |  |  | 0.219 m |  | 7 | 0 | Pass | null
380265331 | TNB | DISTRIBUTION | KUALA SELANGOR | Existing | RYB | 230/400 V | Unknown |  | LV LINE |  | 4X_300_1C_AL_PVC/PVC |  |  |  | 0.203 m |  | 4 | 0 | Pass | null
380265445 | TNB | DISTRIBUTION | KUALA SELANGOR | Existing | RYB | 230/400 V | Unknown |  | LV LINE |  | 7X_300_1C_AL_PVC/PVC |  |  |  | 0.368 m |  | 7 | 0 | Pass | null
380265568 | TNB | DISTRIBUTION | KUALA SELANGOR | Existing | RYB | 230/400 V | Unknown |  | LV LINE |  | 7X_300_1C_AL_PVC/PVC |  |  |  | 0.231 m |  | 7 | 0 | Pass | null
380265682 | TNB | DISTRIBUTION | KUALA SELANGOR | Existing | RYB | 230/400 V | Unknown |  | LV LINE |  | 7X_300_1C_AL_PVC/PVC |  |  |  | 0.253 m |  | 7 | 0 | Pass | null
380265796 | TNB | DISTRIBUTION | KUALA SELANGOR | Existing | RYB | 230/400 V | Unknown |  | LV LINE |  | 7X_300_1C_AL_PVC/PVC |  |  |  | 0.227 m |  | 7 | 0 | Pass | null
380265910 | TNB | DISTRIBUTION | KUALA SELANGOR | Existing | RYB | 230/400 V | Unknown |  | LV LINE |  | 4X_300_1C_AL_PVC/PVC |  |  |  | 0.227 m |  | 4 | 0 | Pass | null
380266148 | TNB | DISTRIBUTION | KUALA SELANGOR | Existing | RYB | 230/400 V | Unknown |  | LV LINE |  | 4X_300_1C_AL_PVC/PVC |  |  |  | 0.060 m |  | 4 | 0 | Pass | null
380266261 | TNB | DISTRIBUTION | KUALA SELANGOR | Existing | RYB | 230/400 V | Unknown |  | LV LINE |  | 7X_500_1C_CU_PVC/PVC |  |  |  | 0.060 m |  | 7 | 0 | Pass | null
380266377 | TNB | DISTRIBUTION | KUALA SELANGOR | Existing | RYB | 230/400 V | Unknown |  | LV LINE |  | 7X_500_1C_CU_PVC/PVC |  |  |  | 0.280 m |  | 7 | 0 | Pass | null
380266502 | TNB | DISTRIBUTION | KUALA SELANGOR | Existing | RYB | 230/400 V | Unknown |  | LV LINE |  | 7X_500_1C_CU_PVC/PVC |  |  |  | 0.348 m |  | 7 | 0 | Pass | null
380266635 | TNB | DISTRIBUTION | KUALA SELANGOR | Existing | RYB | 230/400 V | Unknown |  | LV LINE |  | 7X_300_1C_AL_PVC/PVC |  |  |  | 0.473 m |  | 7 | 0 | Pass | null
380266803 | TNB | DISTRIBUTION | KUALA SELANGOR | Existing | RYB | 230/400 V | Unknown |  | LV LINE |  | 7X_500_1C_CU_PVC/PVC |  |  |  | 0.550 m |  | 7 | 0 | Pass | null
380266959 | TNB | DISTRIBUTION | KUALA SELANGOR | Existing | RYB | 230/400 V | Unknown |  | LV LINE |  | 7X_500_1C_CU_PVC/PVC |  |  |  | 0.336 m |  | 7 | 0 | Pass | null
380267165 | TNB | DISTRIBUTION | KUALA SELANGOR | Existing | RYB | 230/400 V | Unknown |  | LV LINE |  | 7X_300_1C_AL_PVC/PVC |  |  |  | 0.621 m |  | 7 | 0 | Pass | null
380267279 | TNB | DISTRIBUTION | KUALA SELANGOR | Existing | RYB | 230/400 V | Unknown |  | LV LINE |  | 7X_300_1C_AL_PVC/PVC |  |  |  | 0.406 m |  | 7 | 0 | Pass | null
380267393 | TNB | DISTRIBUTION | KUALA SELANGOR | Existing | RYB | 230/400 V | Unknown |  | LV LINE |  | 7X_300_1C_AL_PVC/PVC |  |  |  | 0.368 m |  | 7 | 0 | Pass | null
380267542 | TNB | DISTRIBUTION | KUALA SELANGOR | Existing | RYB | 230/400 V | Unknown |  | LV LINE |  | 7X_300_1C_AL_PVC/PVC |  |  |  | 0.354 m |  | 7 | 0 | Pass | null
380267684 | TNB | DISTRIBUTION | KUALA SELANGOR | Existing | RYB | 230/400 V | Unknown |  | LV LINE |  | 7X_500_1C_CU_PVC/PVC |  |  |  | 0.550 m |  | 7 | 0 | Pass | null
380267823 | TNB | DISTRIBUTION | KUALA SELANGOR | Existing | RYB | 230/400 V | Unknown |  | LV LINE |  | 7X_300_1C_AL_PVC/PVC |  |  |  | 0.562 m |  | 7 | 0 | Pass | null
380521639 | TNB | DISTRIBUTION | KUALA SELANGOR | Existing | RYB | 230/400 V | Unknown |  | LV LINE |  | 7X_300_1C_AL_PVC/PVC |  |  |  | 0.060 m |  | 7 | 0 | Pass | null
380522165 | TNB | DISTRIBUTION | KUALA SELANGOR | Existing | RYB | 230/400 V | Unknown |  | LV LINE |  | 7X_500_1C_CU_PVC/PVC |  |  |  | 0.060 m |  | 7 | 0 | Pass | null
380522168 | TNB | DISTRIBUTION | KUALA SELANGOR | Existing | RYB | 230/400 V | Unknown |  | LV LINE |  | 7X_500_1C_CU_PVC/PVC |  |  |  | 0.060 m |  | 7 | 0 | Pass | null
380522397 | TNB | DISTRIBUTION | KUALA SELANGOR | Existing | RYB | 230/400 V | Unknown |  | LV LINE |  | 7X_500_1C_CU_PVC/PVC |  |  |  | 0.060 m |  | 7 | 0 | Pass | null
380522512 | TNB | DISTRIBUTION | KUALA SELANGOR | Existing | RYB | 230/400 V | Unknown |  | LV LINE |  | 7X_500_1C_CU_PVC/PVC |  |  |  | 0.060 m |  | 7 | 0 | Pass | null
380522906 | TNB | DISTRIBUTION | KUALA SELANGOR | Existing | RYB | 230/400 V | Unknown |  | LV LINE |  | 7X_500_1C_CU_PVC/PVC |  |  |  | 0.060 m |  | 7 | 0 | Pass | null
380534631 | TNB | DISTRIBUTION | KUALA SELANGOR | Existing | RYB | 230/400 V | NO | Class C | LV LINE |  | 7X_500_1C_CU_PVC/PVC |  |  |  | 0.206 m |  | 7 | 0 | Pass | null
380534634 | TNB | DISTRIBUTION | KUALA SELANGOR | Existing | RYB | 230/400 V | NO | Class C | LV LINE |  | 7X_500_1C_CU_PVC/PVC |  |  |  | 0.203 m |  | 7 | 0 | Pass | null
380534886 | TNB | DISTRIBUTION | KUALA SELANGOR | Existing | RYB | 230/400 V | NO | Class C | LV LINE |  | 7X_500_1C_CU_PVC/PVC |  |  |  | 0.190 m |  | 7 | 0 | Pass | null
380534889 | TNB | DISTRIBUTION | KUALA SELANGOR | Existing | RYB | 230/400 V | NO | Class C | LV LINE |  | 7X_500_1C_CU_PVC/PVC |  |  |  | 0.193 m |  | 7 | 0 | Pass | null
380535407 | TNB | DISTRIBUTION | KUALA SELANGOR | Existing | RYB | 230/400 V | Unknown |  | LV LINE |  | 7X_500_1C_CU_PVC/PVC |  |  |  | 0.213 m |  | 7 | 0 | Pass | null
380535638 | TNB | DISTRIBUTION | KUALA SELANGOR | Existing | RYB | 230/400 V | Unknown |  | LV LINE |  | 7X_300_1C_AL_PVC/PVC |  |  |  | 0.192 m |  | 7 | 0 | Pass | null
380564611 | TNB | DISTRIBUTION | KUALA SELANGOR | Existing | RYB | 230/400 V | Unknown |  | LV LINE |  | 7X_500_1C_CU_PVC/PVC |  |  |  | 0.965 m |  | 7 | 0 | Pass | null
380564752 | TNB | DISTRIBUTION | KUALA SELANGOR | Existing | RYB | 230/400 V | Unknown |  | LV LINE |  | 7X_500_1C_CU_PVC/PVC |  |  |  | 0.836 m |  | 7 | 0 | Pass | null
380564873 | TNB | DISTRIBUTION | KUALA SELANGOR | Existing | RYB | 230/400 V | Unknown |  | LV LINE |  | 7X_500_1C_CU_PVC/PVC |  |  |  | 0.796 m |  | 7 | 0 | Pass | null
380564876 | TNB | DISTRIBUTION | KUALA SELANGOR | Existing | RYB | 230/400 V | Unknown |  | LV LINE |  | 7X_500_1C_CU_PVC/PVC |  |  |  | 0.802 m |  | 7 | 0 | Pass | null
380565077 | TNB | DISTRIBUTION | KUALA SELANGOR | Existing | RYB | 230/400 V | Unknown |  | LV LINE |  | 7X_500_1C_CU_PVC/PVC |  |  |  | 0.812 m |  | 7 | 0 | Pass | null
380565309 | TNB | DISTRIBUTION | KUALA SELANGOR | Existing | RYB | 230/400 V | Unknown |  | LV LINE |  | 7X_500_1C_CU_PVC/PVC |  |  |  | 0.942 m |  | 7 | 0 | Pass | null
380565425 | TNB | DISTRIBUTION | KUALA SELANGOR | Existing | RYB | 230/400 V | Unknown |  | LV LINE |  | 7X_500_1C_CU_PVC/PVC |  |  |  | 1.023 m |  | 7 | 0 | Pass | null
380565550 | TNB | DISTRIBUTION | KUALA SELANGOR | Existing | RYB | 230/400 V | Unknown |  | LV LINE |  | 7X_500_1C_CU_PVC/PVC |  |  |  | 1.216 m |  | 7 | 0 | Pass | null
380565690 | TNB | DISTRIBUTION | KUALA SELANGOR | Existing | RYB | 230/400 V | Unknown |  | LV LINE |  | 7X_300_1C_AL_PVC/PVC |  |  |  | 1.005 m |  | 7 | 0 | Pass | null
380565831 | TNB | DISTRIBUTION | KUALA SELANGOR | Existing | RYB | 230/400 V | Unknown |  | LV LINE |  | 7X_500_1C_CU_PVC/PVC |  |  |  | 0.716 m |  | 7 | 0 | Pass | null
380565947 | TNB | DISTRIBUTION | KUALA SELANGOR | Existing | RYB | 230/400 V | Unknown |  | LV LINE |  | 7X_500_1C_CU_PVC/PVC |  |  |  | 0.784 m |  | 7 | 0 | Pass | null
380566061 | TNB | DISTRIBUTION | KUALA SELANGOR | Existing | RYB | 230/400 V | Unknown |  | LV LINE |  | 7X_300_1C_AL_PVC/PVC |  |  |  | 1.160 m |  | 7 | 0 | Pass | null
380566177 | TNB | DISTRIBUTION | KUALA SELANGOR | Existing | RYB | 230/400 V | Unknown |  | LV LINE |  | 7X_500_1C_CU_PVC/PVC |  |  |  | 1.008 m |  | 7 | 0 | Pass | null
380566302 | TNB | DISTRIBUTION | KUALA SELANGOR | Existing | RYB | 230/400 V | Unknown |  | LV LINE |  | 7X_500_1C_CU_PVC/PVC |  |  |  | 1.071 m |  | 7 | 0 | Pass | null
380566418 | TNB | DISTRIBUTION | KUALA SELANGOR | Existing | RYB | 230/400 V | Unknown |  | LV LINE |  | 7X_300_1C_AL_PVC/PVC |  |  |  | 0.803 m |  | 7 | 0 | Pass | null
380566534 | TNB | DISTRIBUTION | KUALA SELANGOR | Existing | RYB | 230/400 V | Unknown |  | LV LINE |  | 4X_300_1C_AL_PVC/PVC |  |  |  | 0.951 m |  | 4 | 0 | Pass | null
380566657 | TNB | DISTRIBUTION | KUALA SELANGOR | Existing | RYB | 230/400 V | Unknown |  | LV LINE |  | 7X_300_1C_AL_PVC/PVC |  |  |  | 1.624 m |  | 7 | 0 | Pass | null
380566773 | TNB | DISTRIBUTION | KUALA SELANGOR | Existing | RYB | 230/400 V | Unknown |  | LV LINE |  | 7X_300_1C_AL_PVC/PVC |  |  |  | 0.747 m |  | 7 | 0 | Pass | null
380566889 | TNB | DISTRIBUTION | KUALA SELANGOR | Existing | RYB | 230/400 V | Unknown |  | LV LINE |  | 7X_500_1C_CU_PVC/PVC |  |  |  | 0.312 m |  | 7 | 0 | Pass | null
380567266 | TNB | DISTRIBUTION | KUALA SELANGOR | Existing | RYB | 230/400 V | Unknown |  | LV LINE |  | 7X_300_1C_AL_PVC/PVC |  |  |  | 0.493 m |  | 7 | 0 | Pass | null
380567269 | TNB | DISTRIBUTION | KUALA SELANGOR | Existing | RYB | 230/400 V | Unknown |  | LV LINE |  | 7X_500_1C_CU_PVC/PVC |  |  |  | 0.500 m |  | 7 | 0 | Pass | null
380567498 | TNB | DISTRIBUTION | KUALA SELANGOR | Existing | RYB | 230/400 V | Unknown |  | LV LINE |  | 7X_500_1C_CU_PVC/PVC |  |  |  | 0.891 m |  | 7 | 0 | Pass | null
380567501 | TNB | DISTRIBUTION | KUALA SELANGOR | Existing | RYB | 230/400 V | Unknown |  | LV LINE |  | 7X_500_1C_CU_PVC/PVC |  |  |  | 0.849 m |  | 7 | 0 | Pass | null
380586105 | TNB | DISTRIBUTION | KUALA SELANGOR | Existing | RYB | 230/400 V |  |  | LV LINE |  | 7X_300_1C_AL_PVC/PVC |  |  |  | 1.249 m |  | 7 | 0 | Pass | null
380587156 | TNB | DISTRIBUTION | KUALA SELANGOR | Existing | RYB | 230/400 V | Unknown |  | LV LINE |  | 7X_500_1C_CU_PVC/PVC |  |  |  | 0.359 m |  | 7 | 0 | Pass | null
380658863 | TNB | DISTRIBUTION | KUALA SELANGOR | Existing | RYB | 230/400 V | Unknown |  | LV LINE |  | 7X_500_1C_CU_PVC/PVC |  |  |  | 0.332 m |  | 7 | 0 | Pass | null
380659177 | TNB | DISTRIBUTION | KUALA SELANGOR | Existing | RYB | 230/400 V | Unknown |  | LV LINE |  | 7X_500_1C_CU_PVC/PVC |  |  |  | 0.244 m |  | 7 | 0 | Pass | null
380659180 | TNB | DISTRIBUTION | KUALA SELANGOR | Existing | RYB | 230/400 V | Unknown |  | LV LINE |  | 7X_500_1C_CU_PVC/PVC |  |  |  | 0.239 m |  | 7 | 0 | Pass | null
380659429 | TNB | DISTRIBUTION | KUALA SELANGOR | Existing | RYB | 230/400 V | Unknown |  | LV LINE |  | 7X_300_1C_AL_PVC/PVC |  |  |  | 0.219 m |  | 7 | 0 | Pass | null
380659554 | TNB | DISTRIBUTION | KUALA SELANGOR | Existing | RYB | 230/400 V | Unknown |  | LV LINE |  | 7X_300_1C_AL_PVC/PVC |  |  |  | 0.223 m |  | 7 | 0 | Pass | null
380659557 | TNB | DISTRIBUTION | KUALA SELANGOR | Existing | RYB | 230/400 V | Unknown |  | LV LINE |  | 7X_300_1C_AL_PVC/PVC |  |  |  | 0.220 m |  | 7 | 0 | Pass | null
380671726 | TNB | DISTRIBUTION | KUALA SELANGOR | Existing | RYB | 230/400 V | Unknown |  | LV LINE |  | 7X_500_1C_CU_PVC/PVC |  |  |  | 1.146 m |  | 7 | 0 | Pass | null
380672041 | TNB | DISTRIBUTION | KUALA SELANGOR | Existing | RYB | 230/400 V | Unknown |  | LV LINE |  | 7X_300_1C_AL_PVC/PVC |  |  |  | 0.687 m |  | 7 | 0 | Pass | null
380672044 | TNB | DISTRIBUTION | KUALA SELANGOR | Existing | RYB | 230/400 V | Unknown |  | LV LINE |  | 7X_500_1C_CU_PVC/PVC |  |  |  | 0.647 m |  | 7 | 0 | Pass | null
380672497 | TNB | DISTRIBUTION | KUALA SELANGOR | Existing | RYB | 230/400 V | Unknown |  | LV LINE |  | 7X_500_1C_CU_PVC/PVC |  |  |  | 0.683 m |  | 7 | 0 | Pass | null
380672500 | TNB | DISTRIBUTION | KUALA SELANGOR | Existing | RYB | 230/400 V | Unknown |  | LV LINE |  | 7X_500_1C_CU_PVC/PVC |  |  |  | 0.700 m |  | 7 | 0 | Pass | null
380672724 | TNB | DISTRIBUTION | KUALA SELANGOR | Existing | RYB | 230/400 V | Unknown |  | LV LINE |  | 7X_500_1C_CU_PVC/PVC |  |  |  | 1.082 m |  | 7 | 0 | Pass | null
380672850 | TNB | DISTRIBUTION | KUALA SELANGOR | Existing | RYB | 230/400 V | Unknown |  | LV LINE |  | 7X_500_1C_CU_PVC/PVC |  |  |  | 0.983 m |  | 7 | 0 | Pass | null
380672853 | TNB | DISTRIBUTION | KUALA SELANGOR | Existing | RYB | 230/400 V | Unknown |  | LV LINE |  | 7X_500_1C_CU_PVC/PVC |  |  |  | 0.983 m |  | 7 | 0 | Pass | null
380673076 | TNB | DISTRIBUTION | KUALA SELANGOR | Existing | RYB | 230/400 V | Unknown |  | LV LINE |  | 7X_500_1C_CU_PVC/PVC |  |  |  | 0.975 m |  | 7 | 0 | Pass | null
380673217 | TNB | DISTRIBUTION | KUALA SELANGOR | Existing | RYB | 230/400 V | Unknown |  | LV LINE |  | 7X_300_1C_AL_PVC/PVC |  |  |  | 0.740 m |  | 7 | 0 | Pass | null
380673220 | TNB | DISTRIBUTION | KUALA SELANGOR | Existing | RYB | 230/400 V | Unknown |  | LV LINE |  | 7X_500_1C_CU_PVC/PVC |  |  |  | 0.717 m |  | 7 | 0 | Pass | null
380673481 | TNB | DISTRIBUTION | KUALA SELANGOR | Existing | RYB | 230/400 V | Unknown |  | LV LINE |  | 7X_500_1C_CU_PVC/PVC |  |  |  | 1.233 m |  | 7 | 0 | Pass | null
380673484 | TNB | DISTRIBUTION | KUALA SELANGOR | Existing | RYB | 230/400 V | Unknown |  | LV LINE |  | 7X_500_1C_CU_PVC/PVC |  |  |  | 1.222 m |  | 7 | 0 | Pass | null
380673691 | TNB | DISTRIBUTION | KUALA SELANGOR | Existing | RYB | 230/400 V | Unknown |  | LV LINE |  | 7X_500_1C_CU_PVC/PVC |  |  |  | 0.837 m |  | 7 | 0 | Pass | null
380673933 | TNB | DISTRIBUTION | KUALA SELANGOR | Existing | RYB | 230/400 V | Unknown |  | LV LINE |  | 7X_500_1C_CU_PVC/PVC |  |  |  | 1.180 m |  | 7 | 0 | Pass | null
380673936 | TNB | DISTRIBUTION | KUALA SELANGOR | Existing | RYB | 230/400 V | Unknown |  | LV LINE |  | 7X_500_1C_CU_PVC/PVC |  |  |  | 1.211 m |  | 7 | 0 | Pass | null
380674148 | TNB | DISTRIBUTION | KUALA SELANGOR | Existing | RYB | 230/400 V | Unknown |  | LV LINE |  | 7X_500_1C_CU_PVC/PVC |  |  |  | 0.917 m |  | 7 | 0 | Pass | null
380674151 | TNB | DISTRIBUTION | KUALA SELANGOR | Existing | RYB | 230/400 V | Unknown |  | LV LINE |  | 7X_500_1C_CU_PVC/PVC |  |  |  | 0.936 m |  | 7 | 0 | Pass | null
380674354 | TNB | DISTRIBUTION | KUALA SELANGOR | Existing | RYB | 230/400 V | Unknown |  | LV LINE |  | 7X_500_1C_CU_PVC/PVC |  |  |  | 1.083 m |  | 7 | 0 | Pass | null
380674474 | TNB | DISTRIBUTION | KUALA SELANGOR | Existing | RYB | 230/400 V | Unknown |  | LV LINE |  | 7X_500_1C_CU_PVC/PVC |  |  |  | 0.796 m |  | 7 | 0 | Pass | null
380674591 | TNB | DISTRIBUTION | KUALA SELANGOR | Existing | RYB | 230/400 V | Unknown |  | LV LINE |  | 7X_500_1C_CU_PVC/PVC |  |  |  | 1.219 m |  | 7 | 0 | Pass | null
380674710 | TNB | DISTRIBUTION | KUALA SELANGOR | Existing | RYB | 230/400 V | Unknown |  | LV LINE |  | 7X_500_1C_CU_PVC/PVC |  |  |  | 0.942 m |  | 7 | 0 | Pass | null
380674973 | TNB | DISTRIBUTION | KUALA SELANGOR | Existing | RYB | 230/400 V | Unknown |  | LV LINE |  | 7X_300_1C_AL_PVC/PVC |  |  |  | 0.780 m |  | 7 | 0 | Pass | null
380675088 | TNB | DISTRIBUTION | KUALA SELANGOR | Existing | RYB | 230/400 V | Unknown |  | LV LINE |  | 7X_500_1C_CU_PVC/PVC |  |  |  | 1.085 m |  | 7 | 0 | Pass | null
380675205 | TNB | DISTRIBUTION | KUALA SELANGOR | Existing | RYB | 230/400 V | Unknown |  | LV LINE |  | 7X_500_1C_CU_PVC/PVC |  |  |  | 1.337 m |  | 7 | 0 | Pass | null
380675322 | TNB | DISTRIBUTION | KUALA SELANGOR | Existing | RYB | 230/400 V | Unknown |  | LV LINE |  | 7X_500_1C_CU_PVC/PVC |  |  |  | 1.195 m |  | 7 | 0 | Pass | null
380675438 | TNB | DISTRIBUTION | KUALA SELANGOR | Existing | RYB | 230/400 V | Unknown |  | LV LINE |  | 7X_500_1C_CU_PVC/PVC |  |  |  | 1.214 m |  | 7 | 0 | Pass | null
380675554 | TNB | DISTRIBUTION | KUALA SELANGOR | Existing | RYB | 230/400 V | Unknown |  | LV LINE |  | 7X_500_1C_CU_PVC/PVC |  |  |  | 0.885 m |  | 7 | 0 | Pass | null
380675670 | TNB | DISTRIBUTION | KUALA SELANGOR | Existing | RYB | 230/400 V | Unknown |  | LV LINE |  | 7X_500_1C_CU_PVC/PVC |  |  |  | 1.350 m |  | 7 | 0 | Pass | null
380675786 | TNB | DISTRIBUTION | KUALA SELANGOR | Existing | RYB | 230/400 V | Unknown |  | LV LINE |  | 7X_500_1C_CU_PVC/PVC |  |  |  | 1.329 m |  | 7 | 0 | Pass | null
380675900 | TNB | DISTRIBUTION | KUALA SELANGOR | Existing | RYB | 230/400 V | Unknown |  | LV LINE |  | 7X_300_1C_AL_PVC/PVC |  |  |  | 1.120 m |  | 7 | 0 | Pass | null
380676224 | TNB | DISTRIBUTION | KUALA SELANGOR | Existing | RYB | 230/400 V | Unknown |  | LV LINE |  | 7X_300_1C_AL_PVC/PVC |  |  |  | 0.554 m |  | 7 | 0 | Pass | null
380942249 | TNB | DISTRIBUTION | KUALA SELANGOR | Existing | RYB | 230/400 V | Unknown |  | LV LINE |  | 7X_500_1C_CU_PVC/PVC |  |  |  | 0.901 m |  | 7 | 0 | Pass | null
380942371 | TNB | DISTRIBUTION | KUALA SELANGOR | Existing | RYB | 230/400 V | Unknown |  | LV LINE |  | 7X_300_1C_AL_PVC/PVC |  |  |  | 1.117 m |  | 7 | 0 | Pass | null
380942498 | TNB | DISTRIBUTION | KUALA SELANGOR | Existing | RYB | 230/400 V | Unknown |  | LV LINE |  | 7X_300_1C_AL_PVC/PVC |  |  |  | 1.281 m |  | 7 | 0 | Pass | null
380942622 | TNB | DISTRIBUTION | KUALA SELANGOR | Existing | RYB | 230/400 V | Unknown |  | LV LINE |  | 7X_500_1C_CU_PVC/PVC |  |  |  | 0.972 m |  | 7 | 0 | Pass | null
380942745 | TNB | DISTRIBUTION | KUALA SELANGOR | Existing | RYB | 230/400 V | Unknown |  | LV LINE |  | 7X_500_1C_CU_PVC/PVC |  |  |  | 0.816 m |  | 7 | 0 | Pass | null
380942981 | TNB | DISTRIBUTION | KUALA SELANGOR | Existing | RYB | 230/400 V | Unknown |  | LV LINE |  | 7X_300_1C_AL_PVC/PVC |  |  |  | 1.204 m |  | 7 | 0 | Pass | null
380943117 | TNB | DISTRIBUTION | KUALA SELANGOR | Existing | RYB | 230/400 V | Unknown |  | LV LINE |  | 7X_300_1C_AL_PVC/PVC |  |  |  | 1.267 m |  | 7 | 0 | Pass | null
380943250 | TNB | DISTRIBUTION | KUALA SELANGOR | Existing | RYB | 230/400 V | Unknown |  | LV LINE |  | 7X_300_1C_AL_PVC/PVC |  |  |  | 0.917 m |  | 7 | 0 | Pass | null
380943374 | TNB | DISTRIBUTION | KUALA SELANGOR | Existing | RYB | 230/400 V | Unknown |  | LV LINE |  | 7X_500_1C_CU_PVC/PVC |  |  |  | 0.905 m |  | 7 | 0 | Pass | null
380943505 | TNB | DISTRIBUTION | KUALA SELANGOR | Existing | RYB | 230/400 V | Unknown |  | LV LINE |  | 7X_300_1C_AL_PVC/PVC |  |  |  | 1.076 m |  | 7 | 0 | Pass | null
380943629 | TNB | DISTRIBUTION | KUALA SELANGOR | Existing | RYB | 230/400 V | Unknown |  | LV LINE |  | 4X_300_1C_AL_PVC/PVC |  |  |  | 1.145 m |  | 4 | 0 | Pass | null
380943780 | TNB | DISTRIBUTION | KUALA SELANGOR | Existing | RYB | 230/400 V | Unknown |  | LV LINE |  | 7X_300_1C_AL_PVC/PVC |  |  |  | 0.799 m |  | 7 | 0 | Pass | null
380944007 | TNB | DISTRIBUTION | KUALA SELANGOR | Existing | RYB | 230/400 V | Unknown |  | LV LINE |  | 7X_300_1C_AL_PVC/PVC |  |  |  | 1.192 m |  | 7 | 0 | Pass | null
380944179 | TNB | DISTRIBUTION | KUALA SELANGOR | Existing | RYB | 230/400 V | Unknown |  | LV LINE |  | 7X_500_1C_CU_PVC/PVC |  |  |  | 0.651 m |  | 7 | 0 | Pass | null
380944714 | TNB | DISTRIBUTION | KUALA SELANGOR | Existing | RYB | 230/400 V | Unknown |  | LV LINE |  | 7X_500_1C_CU_PVC/PVC |  |  |  | 0.643 m |  | 7 | 0 | Pass | null
380944891 | TNB | DISTRIBUTION | KUALA SELANGOR | Existing | RYB | 230/400 V | Unknown |  | LV LINE |  | 7X_500_1C_CU_PVC/PVC |  |  |  | 1.178 m |  | 7 | 0 | Pass | null
380972363 | TNB | DISTRIBUTION | KUALA SELANGOR | Existing | RYB | 230/400 V | Unknown |  | LV LINE |  | 7X_500_1C_CU_PVC/PVC |  |  |  | 0.314 m |  | 7 | 0 | Pass | null
380972490 | TNB | DISTRIBUTION | KUALA SELANGOR | Existing | RYB | 230/400 V | Unknown |  | LV LINE |  | 7X_500_1C_CU_PVC/PVC |  |  |  | 0.233 m |  | 7 | 0 | Pass | null
380972616 | TNB | DISTRIBUTION | KUALA SELANGOR | Existing | RYB | 230/400 V | Unknown |  | LV LINE |  | 7X_500_1C_CU_PVC/PVC |  |  |  | 0.255 m |  | 7 | 0 | Pass | null
380972744 | TNB | DISTRIBUTION | KUALA SELANGOR | Existing | RYB | 230/400 V | Unknown |  | LV LINE |  | 7X_500_1C_CU_PVC/PVC |  |  |  | 4.774 m |  | 7 | 0 | Pass | null
380972871 | TNB | DISTRIBUTION | KUALA SELANGOR | Existing | RYB | 230/400 V | Unknown |  | LV LINE |  | 7X_300_1C_AL_PVC/PVC |  |  |  | 0.230 m |  | 7 | 0 | Pass | null
380972997 | TNB | DISTRIBUTION | KUALA SELANGOR | Existing | RYB | 230/400 V | Unknown |  | LV LINE |  | 7X_300_1C_AL_PVC/PVC |  |  |  | 0.308 m |  | 7 | 0 | Pass | null
380973145 | TNB | DISTRIBUTION | KUALA SELANGOR | Existing | RYB | 230/400 V | Unknown |  | LV LINE |  | 7X_300_1C_AL_PVC/PVC |  |  |  | 0.361 m |  | 7 | 0 | Pass | null
380973300 | TNB | DISTRIBUTION | KUALA SELANGOR | Existing | RYB | 230/400 V | Unknown |  | LV LINE |  | 7X_500_1C_CU_PVC/PVC |  |  |  | 0.340 m |  | 7 | 0 | Pass | null
380973514 | TNB | DISTRIBUTION | KUALA SELANGOR | Existing | RYB | 230/400 V | Unknown |  | LV LINE |  | 7X_500_1C_CU_PVC/PVC |  |  |  | 0.303 m |  | 7 | 0 | Pass | null
380973646 | TNB | DISTRIBUTION | KUALA SELANGOR | Existing | RYB | 230/400 V | Unknown |  | LV LINE |  | 7X_300_1C_AL_PVC/PVC |  |  |  | 0.346 m |  | 7 | 0 | Pass | null
380973769 | TNB | DISTRIBUTION | KUALA SELANGOR | Existing | RYB | 230/400 V | Unknown |  | LV LINE |  | 7X_300_1C_AL_PVC/PVC |  |  |  | 0.292 m |  | 7 | 0 | Pass | null
380973903 | TNB | DISTRIBUTION | KUALA SELANGOR | Existing | RYB | 230/400 V | Unknown |  | LV LINE |  | 7X_300_1C_AL_PVC/PVC |  |  |  | 0.222 m |  | 7 | 0 | Pass | null
380980956 | TNB | DISTRIBUTION | KUALA SELANGOR | Existing | RYB | 230/400 V | Unknown |  | LV LINE |  | 7X_500_1C_CU_PVC/PVC |  |  |  | 0.513 m |  | 7 | 0 | Pass | null
380981197 | TNB | DISTRIBUTION | KUALA SELANGOR | Existing | RYB | 230/400 V | Unknown |  | LV LINE |  | 7X_300_1C_AL_PVC/PVC |  |  |  | 0.341 m |  | 7 | 0 | Pass | null
380981331 | TNB | DISTRIBUTION | KUALA SELANGOR | Existing | RYB | 230/400 V | Unknown |  | LV LINE |  | 4X_300_1C_AL_PVC/PVC |  |  |  | 0.466 m |  | 4 | 0 | Pass | null
380981454 | TNB | DISTRIBUTION | KUALA SELANGOR | Existing | RYB | 230/400 V | Unknown |  | LV LINE |  | 7X_300_1C_AL_PVC/PVC |  |  |  | 0.379 m |  | 7 | 0 | Pass | null
380981649 | TNB | DISTRIBUTION | KUALA SELANGOR | Existing | RYB | 230/400 V | Unknown |  | LV LINE |  | 7X_300_1C_AL_PVC/PVC |  |  |  | 0.318 m |  | 7 | 0 | Pass | null
380998065 | TNB | DISTRIBUTION | KUALA SELANGOR | Existing | RYB | 230/400 V | Unknown |  | LV LINE |  | 7X_500_1C_AL_PVC/PVC |  |  |  | 0.697 m |  | 7 | 0 | Pass | null
380998284 | TNB | DISTRIBUTION | KUALA SELANGOR | Existing | RYB | 230/400 V | Unknown |  | LV LINE |  | 7X_500_1C_AL_PVC/PVC |  |  |  | 0.436 m |  | 7 | 0 | Pass | null
380998417 | TNB | DISTRIBUTION | KUALA SELANGOR | Existing | RYB | 230/400 V | Unknown |  | LV LINE |  | 7X_300_1C_AL_PVC/PVC |  |  |  | 0.670 m |  | 7 | 0 | Pass | null
380998594 | TNB | DISTRIBUTION | KUALA SELANGOR | Existing | RYB | 230/400 V | Unknown |  | LV LINE |  | 7X_500_1C_AL_PVC/PVC |  |  |  | 0.419 m |  | 7 | 0 | Pass | null
380998722 | TNB | DISTRIBUTION | KUALA SELANGOR | Existing | RYB | 230/400 V | Unknown |  | LV LINE |  | 7X_500_1C_CU_PVC/PVC |  |  |  | 0.358 m |  | 7 | 0 | Pass | null
381002352 | TNB | DISTRIBUTION | KUALA SELANGOR | Existing | RYB | 230/400 V | Unknown |  | LV LINE |  | 7X_500_1C_CU_PVC/PVC |  |  |  | 0.536 m |  | 7 | 0 | Pass | null
381002487 | TNB | DISTRIBUTION | KUALA SELANGOR | Existing | RYB | 230/400 V | Unknown |  | LV LINE |  | 7X_500_1C_CU_PVC/PVC |  |  |  | 0.380 m |  | 7 | 0 | Pass | null
381002643 | TNB | DISTRIBUTION | KUALA SELANGOR | Existing | RYB | 230/400 V | Unknown |  | LV LINE |  | 7X_500_1C_CU_PVC/PVC |  |  |  | 0.267 m |  | 7 | 0 | Pass | null
381002646 | TNB | DISTRIBUTION | KUALA SELANGOR | Existing | RYB | 230/400 V | Unknown |  | LV LINE |  | 7X_500_1C_CU_PVC/PVC |  |  |  | 0.243 m |  | 7 | 0 | Pass | null
381015234 | TNB | DISTRIBUTION | KUALA SELANGOR | Existing | RYB | 230/400 V | Unknown |  | LV LINE |  | 7X_300_1C_AL_PVC/PVC |  |  |  | 0.060 m |  | 7 | 0 | Pass | null
381015364 | TNB | DISTRIBUTION | KUALA SELANGOR | Existing | RYB | 230/400 V | Unknown |  | LV LINE |  | 7X_300_1C_AL_PVC/PVC |  |  |  | 0.060 m |  | 7 | 0 | Pass | null
381015493 | TNB | DISTRIBUTION | KUALA SELANGOR | Existing | RYB | 230/400 V | NO | Class C | LV LINE |  | 7X_300_1C_AL_PVC/PVC |  |  |  | 0.060 m |  | 7 | 0 | Pass | null
381015623 | TNB | DISTRIBUTION | KUALA SELANGOR | Existing | RYB | 230/400 V | Unknown |  | LV LINE |  | 7X_500_1C_CU_PVC/PVC |  |  |  | 0.060 m |  | 7 | 0 | Pass | null
381015744 | TNB | DISTRIBUTION | KUALA SELANGOR | Existing | RYB | 230/400 V | Unknown |  | LV LINE |  | 7X_300_1C_AL_PVC/PVC |  |  |  | 0.060 m |  | 7 | 0 | Pass | null
381015858 | TNB | DISTRIBUTION | KUALA SELANGOR | Existing | RYB | 230/400 V | Unknown |  | LV LINE |  | 7X_300_1C_AL_PVC/PVC |  |  |  | 0.060 m |  | 7 | 0 | Pass | null
381016001 | TNB | DISTRIBUTION | KUALA SELANGOR | Existing | RYB | 230/400 V | Unknown |  | LV LINE |  | 7X_500_1C_CU_PVC/PVC |  |  |  | 0.060 m |  | 7 | 0 | Pass | null
381016549 | TNB | DISTRIBUTION | KUALA SELANGOR | Existing | RYB | 230/400 V | Unknown |  | LV LINE |  | 7X_500_1C_CU_PVC/PVC |  |  |  | 0.172 m |  | 7 | 0 | Pass | null
381016552 | TNB | DISTRIBUTION | KUALA SELANGOR | Existing | RYB | 230/400 V | Unknown |  | LV LINE |  | 7X_500_1C_CU_PVC/PVC |  |  |  | 0.164 m |  | 7 | 0 | Pass | null
381198206 | TNB | DISTRIBUTION | KUALA SELANGOR | Existing | RYB | 230/400 V | Unknown |  | LV LINE |  | 4X_300_1C_AL_PVC/PVC |  |  |  | 0.392 m |  | 4 | 0 | Pass | null
381198341 | TNB | DISTRIBUTION | KUALA SELANGOR | Existing | RYB | 230/400 V | Unknown |  | LV LINE |  | 4X_300_1C_AL_PVC/PVC |  |  |  | 0.315 m |  | 4 | 0 | Pass | null
381201246 | TNB | DISTRIBUTION | KUALA SELANGOR | Existing | RYB | 230/400 V | Unknown |  | LV LINE |  | 7X_300_1C_AL_PVC/PVC |  |  |  | 0.060 m |  | 7 | 0 | Pass | null
381201379 | TNB | DISTRIBUTION | KUALA SELANGOR | Existing | RYB | 230/400 V | Unknown |  | LV LINE |  | 7X_300_1C_AL_PVC/PVC |  |  |  | 0.060 m |  | 7 | 0 | Pass | null
381201506 | TNB | DISTRIBUTION | KUALA SELANGOR | Existing | RYB | 230/400 V | Unknown |  | LV LINE |  | 4X_300_1C_AL_PVC/PVC |  |  |  | 0.060 m |  | 4 | 0 | Pass | null
381201633 | TNB | DISTRIBUTION | KUALA SELANGOR | Existing | RYB | 230/400 V | Unknown |  | LV LINE |  | 4X_300_1C_AL_PVC/PVC |  |  |  | 0.060 m |  | 4 | 0 | Pass | null
381201760 | TNB | DISTRIBUTION | KUALA SELANGOR | Existing | RYB | 230/400 V | Unknown |  | LV LINE |  | 4X_300_1C_AL_PVC/PVC |  |  |  | 0.060 m |  | 4 | 0 | Pass | null
381201917 | TNB | DISTRIBUTION | KUALA SELANGOR | Existing | RYB | 230/400 V | Unknown |  | LV LINE |  | 7X_300_1C_AL_PVC/PVC |  |  |  | 0.060 m |  | 7 | 0 | Pass | null
381202044 | TNB | DISTRIBUTION | KUALA SELANGOR | Existing | RYB | 230/400 V | Unknown |  | LV LINE |  | 7X_300_1C_AL_PVC/PVC |  |  |  | 0.060 m |  | 7 | 0 | Pass | null
381202321 | TNB | DISTRIBUTION | KUALA SELANGOR | Existing | RYB | 230/400 V | Unknown |  | LV LINE |  | 7X_300_1C_AL_PVC/PVC |  |  |  | 0.060 m |  | 7 | 0 | Pass | null
381202456 | TNB | DISTRIBUTION | KUALA SELANGOR | Existing | RYB | 230/400 V | Unknown |  | LV LINE |  | 7X_300_1C_AL_PVC/PVC |  |  |  | 0.060 m |  | 7 | 0 | Pass | null
381202606 | TNB | DISTRIBUTION | KUALA SELANGOR | Existing | RYB | 230/400 V | Unknown |  | LV LINE |  | 7X_300_1C_AL_PVC/PVC |  |  |  | 0.060 m |  | 7 | 0 | Pass | null
381278263 | TNB | DISTRIBUTION | KUALA SELANGOR | Existing | RYB | 230/400 V |  |  | SERVICE LINE |  | 70_4C_AL_XLPE |  |  |  | 2.955 m |  | 4 | 0 | Pass | null
381278268 | TNB | DISTRIBUTION | KUALA SELANGOR | Existing | RYB | 230/400 V |  |  | SERVICE LINE |  | 70_4C_AL_XLPE |  |  |  | 0.817 m |  | 4 | 0 | Pass | null
381278278 | TNB | DISTRIBUTION | KUALA SELANGOR | Existing | RYB | 230/400 V |  |  | LV LINE |  | 185_4C_AL_PILC |  |  |  | 228.200 m |  | 4 | 0 | Pass | null
381278289 | TNB | DISTRIBUTION | KUALA SELANGOR | Existing | RYB | 230/400 V |  |  | LV LINE |  | 185_4C_AL_XLPE |  |  |  | 150.239 m |  | 4 | 0 | Pass | null
381278294 | TNB | DISTRIBUTION | KUALA SELANGOR | Existing | RYB | 230/400 V |  |  | LV LINE |  | 185_4C_AL_XLPE |  |  |  | 149.217 m |  | 4 | 0 | Pass | null
381278299 | TNB | DISTRIBUTION | KUALA SELANGOR | Existing | RYB | 230/400 V |  |  | LV LINE |  | 185_4C_AL_XLPE |  |  |  | 108.724 m |  | 4 | 0 | Pass | null
381278304 | TNB | DISTRIBUTION | KUALA SELANGOR | Existing | RYB | 230/400 V |  |  | LV LINE |  | 185_4C_AL_XLPE |  |  |  | 147.776 m |  | 4 | 0 | Pass | null
381278309 | TNB | DISTRIBUTION | KUALA SELANGOR | Existing | RYB | 230/400 V |  |  | LV LINE |  | 185_4C_AL_XLPE |  |  |  | 33.344 m |  | 4 | 0 | Pass | null
381278314 | TNB | DISTRIBUTION | KUALA SELANGOR | Existing | RYB | 230/400 V |  |  | LV LINE |  | 185_4C_AL_XLPE |  |  |  | 31.127 m |  | 4 | 0 | Pass | null
381278319 | TNB | DISTRIBUTION | KUALA SELANGOR | Existing | RYB | 230/400 V |  |  | LV LINE |  | 70_4C_AL_XLPE |  |  |  | 42.420 m |  | 4 | 0 | Pass | null
381278324 | TNB | DISTRIBUTION | KUALA SELANGOR | Existing | RYB | 230/400 V |  |  | SERVICE LINE |  | 185_4C_AL_XLPE |  |  |  | 43.716 m |  | 4 | 0 | Pass | null
381278329 | TNB | DISTRIBUTION | KUALA SELANGOR | Existing | RYB | 230/400 V |  |  | SERVICE LINE |  | 185_4C_AL_XLPE |  |  |  | 16.902 m |  | 4 | 0 | Pass | null
381278334 | TNB | DISTRIBUTION | KUALA SELANGOR | Existing | RYB | 230/400 V |  |  | LV LINE |  | 185_4C_AL_PILC |  |  |  | 34.854 m |  | 4 | 0 | Pass | null
381278339 | TNB | DISTRIBUTION | KUALA SELANGOR | Existing | RYB | 230/400 V |  |  | SERVICE LINE |  | 25_4C_AL_XLPE |  |  |  | 9.085 m |  | 4 | 0 | Pass | null
381278344 | TNB | DISTRIBUTION | KUALA SELANGOR | Existing | RYB | 230/400 V |  |  | SERVICE LINE |  | 25_4C_AL_XLPE |  |  |  | 2.648 m |  | 4 | 0 | Pass | null
381278349 | TNB | DISTRIBUTION | KUALA SELANGOR | Existing | RYB | 230/400 V |  |  | SERVICE LINE |  | 25_4C_AL_XLPE |  |  |  | 3.308 m |  | 4 | 0 | Pass | null
381278354 | TNB | DISTRIBUTION | KUALA SELANGOR | Existing | RYB | 230/400 V |  |  | SERVICE LINE |  | 25_4C_AL_XLPE |  |  |  | 1.056 m |  | 4 | 0 | Pass | null
381278364 | TNB | DISTRIBUTION | KUALA SELANGOR | Existing | RYB | 230/400 V |  |  | SERVICE LINE |  | 25_4C_AL_XLPE |  |  |  | 2.171 m |  | 4 | 0 | Pass | null
381278369 | TNB | DISTRIBUTION | KUALA SELANGOR | Existing | RYB | 230/400 V |  |  | SERVICE LINE |  | 25_4C_AL_XLPE |  |  |  | 1.152 m |  | 4 | 0 | Pass | null
381278374 | TNB | DISTRIBUTION | KUALA SELANGOR | Existing | RYB | 230/400 V |  |  | LV LINE |  | 25_4C_AL_XLPE |  |  |  | 14.056 m |  | 4 | 0 | Pass | null
381278379 | TNB | DISTRIBUTION | KUALA SELANGOR | Existing | RYB | 230/400 V |  |  | SERVICE LINE |  | 185_4C_AL_XLPE |  |  |  | 6.152 m |  | 4 | 0 | Pass | null
381278384 | TNB | DISTRIBUTION | KUALA SELANGOR | Existing | RYB | 230/400 V |  |  | SERVICE LINE |  | 185_4C_AL_XLPE |  |  |  | 31.082 m |  | 4 | 0 | Pass | null
381278389 | TNB | DISTRIBUTION | KUALA SELANGOR | Existing | RYB | 230/400 V |  |  | SERVICE LINE |  | 185_4C_AL_XLPE |  |  |  | 46.273 m |  | 4 | 0 | Pass | null
381278394 | TNB | DISTRIBUTION | KUALA SELANGOR | Existing | RYB | 230/400 V |  |  | SERVICE LINE |  | 185_4C_AL_XLPE |  |  |  | 79.014 m |  | 4 | 0 | Pass | null
381278557 | TNB | DISTRIBUTION | KUALA SELANGOR | Existing | RYB | 230/400 V |  |  | LV LINE |  | 185_4C_AL_XLPE |  |  |  | 182.983 m |  | 4 | 0 | Pass | null
381278567 | TNB | DISTRIBUTION | KUALA SELANGOR | Existing | RYB | 230/400 V |  |  | LV LINE |  | 185_4C_AL_XLPE |  |  |  | 303.576 m |  | 4 | 0 | Pass | null
381278572 | TNB | DISTRIBUTION | KUALA SELANGOR | Existing | RYB | 230/400 V |  |  | LV LINE |  | 185_4C_AL_XLPE |  |  |  | 72.958 m |  | 4 | 0 | Pass | null
381278592 | TNB | DISTRIBUTION | KUALA SELANGOR | Existing | RYB | 230/400 V |  |  | LV LINE |  | 185_4C_AL_XLPE |  |  |  | 23.422 m |  | 4 | 0 | Pass | null
381278597 | TNB | DISTRIBUTION | KUALA SELANGOR | Existing | RYB | 230/400 V |  |  | SERVICE LINE |  | 25_4C_AL_XLPE |  |  |  | 19.383 m |  | 4 | 0 | Pass | null
381278602 | TNB | DISTRIBUTION | KUALA SELANGOR | Existing | RYB | 230/400 V |  |  | SERVICE LINE |  | 25_4C_AL_XLPE |  |  |  | 1.499 m |  | 4 | 0 | Pass | null
381278607 | TNB | DISTRIBUTION | KUALA SELANGOR | Existing | RYB | 230/400 V |  |  | SERVICE LINE |  | 25_4C_AL_XLPE |  |  |  | 12.196 m |  | 4 | 0 | Pass | null
381278608 | TNB | DISTRIBUTION | KUALA SELANGOR | Existing | RYB | 230/400 V |  |  | SERVICE LINE |  | 25_4C_AL_XLPE |  |  |  | 1.492 m |  | 4 | 0 | Pass | null
381278609 | TNB | DISTRIBUTION | KUALA SELANGOR | Existing | RYB | 230/400 V |  |  | LV LINE |  | 185_4C_AL_XLPE |  |  |  | 224.421 m | UG 185XLPE | 4 | 0 | Pass | null
381278614 | TNB | DISTRIBUTION | KUALA SELANGOR | Existing | RYB | 230/400 V |  |  | LV LINE |  | 185_4C_AL_XLPE |  |  |  | 75.633 m |  | 4 | 0 | Pass | null
381278619 | TNB | DISTRIBUTION | KUALA SELANGOR | Existing | RYB | 230/400 V |  |  | SERVICE LINE |  | 25_4C_AL_XLPE |  |  |  | 17.480 m |  | 4 | 0 | Pass | null
381278624 | TNB | DISTRIBUTION | KUALA SELANGOR | Existing | RYB | 230/400 V |  |  | SERVICE LINE |  | 25_4C_AL_XLPE |  |  |  | 1.217 m |  | 4 | 0 | Pass | null
381278629 | TNB | DISTRIBUTION | KUALA SELANGOR | Existing | RYB | 230/400 V |  |  | LV LINE |  | 185_4C_AL_XLPE |  |  |  | 101.943 m |  | 4 | 0 | Pass | null
381278634 | TNB | DISTRIBUTION | KUALA SELANGOR | Existing | RYB | 230/400 V |  |  | LV LINE |  | 185_4C_AL_XLPE |  |  |  | 260.190 m |  | 4 | 0 | Pass | null
381278639 | TNB | DISTRIBUTION | KUALA SELANGOR | Existing | RYB | 230/400 V |  |  | LV LINE |  | 185_4C_AL_XLPE |  |  |  | 62.954 m |  | 4 | 0 | Pass | null
381278649 | TNB | DISTRIBUTION | KUALA SELANGOR | Existing | RYB | 230/400 V |  |  | LV LINE |  | 185_4C_AL_XLPE |  |  |  | 51.212 m |  | 4 | 0 | Pass | null
381278654 | TNB | DISTRIBUTION | KUALA SELANGOR | Existing | RYB | 230/400 V |  |  | LV LINE |  | 185_4C_AL_XLPE |  |  |  | 53.016 m |  | 4 | 0 | Pass | null
381278664 | TNB | DISTRIBUTION | KUALA SELANGOR | Existing | RYB | 230/400 V |  |  | LV LINE |  | 185_4C_AL_XLPE |  |  |  | 27.335 m |  | 4 | 0 | Pass | null
381278669 | TNB | DISTRIBUTION | KUALA SELANGOR | Existing | RYB | 230/400 V |  |  | LV LINE |  | 185_4C_AL_XLPE |  |  |  | 3.378 m |  | 4 | 0 | Pass | null
381278674 | TNB | DISTRIBUTION | KUALA SELANGOR | Existing | RYB | 230/400 V |  |  | LV LINE |  | 185_4C_AL_XLPE |  |  |  | 3.403 m |  | 4 | 0 | Pass | null
381278679 | TNB | DISTRIBUTION | KUALA SELANGOR | Existing | RYB | 230/400 V |  |  | LV LINE |  | 185_4C_AL_XLPE |  |  |  | 20.187 m |  | 4 | 0 | Pass | null
381278684 | TNB | DISTRIBUTION | KUALA SELANGOR | Existing | RYB | 230/400 V |  |  | LV LINE |  | 185_4C_AL_XLPE |  |  |  | 20.072 m |  | 4 | 0 | Pass | null
381278689 | TNB | DISTRIBUTION | KUALA SELANGOR | Existing | RYB | 230/400 V |  |  | LV LINE |  | 185_4C_AL_XLPE |  |  |  | 16.546 m |  | 4 | 0 | Pass | null
381278694 | TNB | DISTRIBUTION | KUALA SELANGOR | Existing | RYB | 230/400 V |  |  | SERVICE LINE |  | 70_4C_AL_XLPE |  |  |  | 19.126 m |  | 4 | 0 | Pass | null
381278699 | TNB | DISTRIBUTION | KUALA SELANGOR | Existing | RYB | 230/400 V |  |  | SERVICE LINE |  | 70_4C_AL_XLPE |  |  |  | 1.035 m |  | 4 | 0 | Pass | null
381278704 | TNB | DISTRIBUTION | KUALA SELANGOR | Existing | RYB | 230/400 V |  |  | SERVICE LINE |  | 25_4C_AL_XLPE |  |  |  | 66.658 m |  | 4 | 0 | Pass | null
381278709 | TNB | DISTRIBUTION | KUALA SELANGOR | Existing | RYB | 230/400 V |  |  | SERVICE LINE |  | 25_4C_AL_XLPE |  |  |  | 5.254 m |  | 4 | 0 | Pass | null
381278714 | TNB | DISTRIBUTION | KUALA SELANGOR | Existing | RYB | 230/400 V |  |  | LV LINE |  | 185_4C_AL_XLPE |  |  |  | 51.307 m |  | 4 | 0 | Pass | null
381278719 | TNB | DISTRIBUTION | KUALA SELANGOR | Existing | RYB | 230/400 V |  |  | LV LINE |  | 185_4C_AL_XLPE |  |  |  | 51.467 m |  | 4 | 0 | Pass | null
381278724 | TNB | DISTRIBUTION | KUALA SELANGOR | Existing | RYB | 230/400 V |  |  | LV LINE |  | 185_4C_AL_XLPE |  |  |  | 28.147 m |  | 4 | 0 | Pass | null
381278729 | TNB | DISTRIBUTION | KUALA SELANGOR | Existing | RYB | 230/400 V |  |  | LV LINE |  | 185_4C_AL_XLPE |  |  |  | 24.383 m |  | 4 | 0 | Pass | null
381278739 | TNB | DISTRIBUTION | KUALA SELANGOR | Existing | RYB | 230/400 V |  |  | SERVICE LINE |  | 185_4C_AL_XLPE |  |  |  | 110.164 m |  | 4 | 0 | Pass | null
381278744 | TNB | DISTRIBUTION | KUALA SELANGOR | Existing | RYB | 230/400 V |  |  | SERVICE LINE |  | 25_4C_AL_XLPE |  |  |  | 5.415 m |  | 4 | 0 | Pass | null
381278749 | TNB | DISTRIBUTION | KUALA SELANGOR | Existing | RYB | 230/400 V |  |  | SERVICE LINE |  | 25_4C_AL_XLPE |  |  |  | 4.585 m |  | 4 | 0 | Pass | null
381278754 | TNB | DISTRIBUTION | KUALA SELANGOR | Existing | RYB | 230/400 V |  |  | SERVICE LINE |  | 25_4C_AL_XLPE |  |  |  | 8.902 m |  | 4 | 0 | Pass | null
381278759 | TNB | DISTRIBUTION | KUALA SELANGOR | Existing | RYB | 230/400 V |  |  | SERVICE LINE |  | 25_4C_AL_XLPE |  |  |  | 5.048 m |  | 4 | 0 | Pass | null
381278764 | TNB | DISTRIBUTION | KUALA SELANGOR | Existing | RYB | 230/400 V |  |  | LV LINE |  | 25_4C_AL_XLPE |  |  |  | 37.134 m |  | 4 | 0 | Pass | null
381278774 | TNB | DISTRIBUTION | KUALA SELANGOR | Existing | RYB | 230/400 V |  |  | SERVICE LINE |  | 25_4C_AL_XLPE |  |  |  | 2.682 m |  | 4 | 0 | Pass | null
381278775 | TNB | DISTRIBUTION | KUALA SELANGOR | Existing | RYB | 230/400 V |  |  | SERVICE LINE |  | 25_4C_AL_XLPE |  |  |  | 1.933 m |  | 4 | 0 | Pass | null
381278776 | TNB | DISTRIBUTION | KUALA SELANGOR | Existing | RYB | 230/400 V |  |  | SERVICE LINE |  | 25_4C_AL_XLPE |  |  |  | 14.035 m |  | 4 | 0 | Pass | null
381278781 | TNB | DISTRIBUTION | KUALA SELANGOR | Existing | RYB | 230/400 V |  |  | SERVICE LINE |  | 25_4C_AL_XLPE |  |  |  | 2.060 m |  | 4 | 0 | Pass | null
381278786 | TNB | DISTRIBUTION | KUALA SELANGOR | Existing | RYB | 230/400 V |  |  | LV LINE |  | 185_4C_AL_XLPE |  |  |  | 26.305 m |  | 4 | 0 | Pass | null
381278791 | TNB | DISTRIBUTION | KUALA SELANGOR | Existing | RYB | 230/400 V |  |  | LV LINE |  | 185_4C_AL_XLPE |  |  |  | 22.700 m |  | 4 | 0 | Pass | null
381278796 | TNB | DISTRIBUTION | KUALA SELANGOR | Existing | RYB | 230/400 V |  |  | LV LINE |  | 185_4C_AL_XLPE |  |  |  | 23.302 m |  | 4 | 0 | Pass | null
381278801 | TNB | DISTRIBUTION | KUALA SELANGOR | Existing | RYB | 230/400 V |  |  | SERVICE LINE |  | 25_4C_AL_XLPE |  |  |  | 7.461 m |  | 4 | 0 | Pass | null
381278806 | TNB | DISTRIBUTION | KUALA SELANGOR | Existing | RYB | 230/400 V |  |  | SERVICE LINE |  | 25_4C_AL_XLPE |  |  |  | 1.789 m |  | 4 | 0 | Pass | null
381278811 | TNB | DISTRIBUTION | KUALA SELANGOR | Existing | RYB | 230/400 V |  |  | SERVICE LINE |  | 25_4C_AL_XLPE |  |  |  | 3.818 m |  | 4 | 0 | Pass | null
381278816 | TNB | DISTRIBUTION | KUALA SELANGOR | Existing | RYB | 230/400 V |  |  | SERVICE LINE |  | 25_4C_AL_XLPE |  |  |  | 1.906 m |  | 4 | 0 | Pass | null
381278821 | TNB | DISTRIBUTION | KUALA SELANGOR | Existing | RYB | 230/400 V |  |  | SERVICE LINE |  | 25_4C_AL_XLPE |  |  |  | 2.310 m |  | 4 | 0 | Pass | null
381278826 | TNB | DISTRIBUTION | KUALA SELANGOR | Existing | RYB | 230/400 V |  |  | SERVICE LINE |  | 25_4C_AL_XLPE |  |  |  | 1.823 m |  | 4 | 0 | Pass | null
381278837 | TNB | DISTRIBUTION | KUALA SELANGOR | Existing | RYB | 230/400 V |  |  | LV LINE |  | 185_4C_AL_PILC |  |  |  | 774.999 m |  | 4 | 0 | Pass | null
381278847 | TNB | DISTRIBUTION | KUALA SELANGOR | Existing | RYB | 230/400 V |  |  | LV LINE |  | 185_4C_AL_XLPE |  |  |  | 9.740 m |  | 4 | 0 | Pass | null
381278852 | TNB | DISTRIBUTION | KUALA SELANGOR | Existing | RYB | 230/400 V |  |  | LV LINE |  | 185_4C_AL_XLPE |  |  |  | 12.271 m |  | 4 | 0 | Pass | null
381278857 | TNB | DISTRIBUTION | KUALA SELANGOR | Existing | RYB | 230/400 V |  |  | SERVICE LINE |  | 25_4C_AL_XLPE |  |  |  | 4.415 m |  | 4 | 0 | Pass | null
381278862 | TNB | DISTRIBUTION | KUALA SELANGOR | Existing | RYB | 230/400 V |  |  | SERVICE LINE |  | 25_4C_AL_XLPE |  |  |  | 1.280 m |  | 4 | 0 | Pass | null
381278867 | TNB | DISTRIBUTION | KUALA SELANGOR | Existing | RYB | 230/400 V |  |  | LV LINE |  | 185_4C_AL_PILC |  |  |  | 66.210 m |  | 4 | 0 | Pass | null
381278872 | TNB | DISTRIBUTION | KUALA SELANGOR | Existing | RYB | 230/400 V |  |  | LV LINE |  | 185_4C_AL_XLPE |  |  |  | 68.091 m |  | 4 | 0 | Pass | null
381278877 | TNB | DISTRIBUTION | KUALA SELANGOR | Existing | RYB | 230/400 V |  |  | LV LINE |  | 185_4C_AL_PILC |  |  |  | 146.333 m |  | 4 | 0 | Pass | null
381278882 | TNB | DISTRIBUTION | KUALA SELANGOR | Existing | RYB | 230/400 V |  |  | LV LINE |  | 185_4C_AL_PILC |  |  |  | 83.796 m | UG185PILC | 4 | 0 | Pass | null
381278887 | TNB | DISTRIBUTION | KUALA SELANGOR | Existing | RYB | 230/400 V |  |  | LV LINE |  | 185_4C_AL_PILC |  |  |  | 30.681 m |  | 4 | 0 | Pass | null
381278888 | TNB | DISTRIBUTION | KUALA SELANGOR | Existing | RYB | 230/400 V |  |  | LV LINE |  | 70_4C_AL_PILC |  |  |  | 80.594 m |  | 4 | 0 | Pass | null
381278893 | TNB | DISTRIBUTION | KUALA SELANGOR | Existing | RYB | 230/400 V |  |  | LV LINE |  | 70_4C_AL_PILC |  |  |  | 6.708 m |  | 4 | 0 | Pass | null
381278898 | TNB | DISTRIBUTION | KUALA SELANGOR | Existing | RYB | 230/400 V |  |  | LV LINE |  | 185_4C_AL_XLPE |  |  |  | 28.116 m |  | 4 | 0 | Pass | null
381278908 | TNB | DISTRIBUTION | KUALA SELANGOR | Existing | RYB | 230/400 V |  |  | LV LINE |  | 185_4C_AL_XLPE |  |  |  | 10.744 m |  | 4 | 0 | Pass | null
381278913 | TNB | DISTRIBUTION | KUALA SELANGOR | Existing | RYB | 230/400 V |  |  | LV LINE |  | 185_4C_AL_XLPE |  |  |  | 74.623 m |  | 4 | 0 | Pass | null
381278918 | TNB | DISTRIBUTION | KUALA SELANGOR | Existing | RYB | 230/400 V |  |  | SERVICE LINE |  | 25_4C_AL_XLPE |  |  |  | 9.685 m |  | 4 | 0 | Pass | null
381278923 | TNB | DISTRIBUTION | KUALA SELANGOR | Existing | RYB | 230/400 V |  |  | SERVICE LINE |  | 25_4C_AL_XLPE |  |  |  | 1.552 m |  | 4 | 0 | Pass | null
381278928 | TNB | DISTRIBUTION | KUALA SELANGOR | Existing | RYB | 230/400 V |  |  | LV LINE |  | 185_4C_AL_PILC |  |  |  | 18.771 m |  | 4 | 0 | Pass | null
381278933 | TNB | DISTRIBUTION | KUALA SELANGOR | Existing | RYB | 230/400 V |  |  | SERVICE LINE |  | 70_4C_AL_XLPE |  |  |  | 4.462 m |  | 4 | 0 | Pass | null
381278938 | TNB | DISTRIBUTION | KUALA SELANGOR | Existing | RYB | 230/400 V |  |  | SERVICE LINE |  | 70_4C_AL_XLPE |  |  |  | 2.097 m |  | 4 | 0 | Pass | null
381278943 | TNB | DISTRIBUTION | KUALA SELANGOR | Existing | RYB | 230/400 V |  |  | LV LINE |  | 185_4C_AL_XLPE |  |  |  | 17.591 m |  | 4 | 0 | Pass | null
381278948 | TNB | DISTRIBUTION | KUALA SELANGOR | Existing | RYB | 230/400 V |  |  | LV LINE |  | 185_4C_AL_PILC |  |  |  | 16.656 m |  | 4 | 0 | Pass | null
381278953 | TNB | DISTRIBUTION | KUALA SELANGOR | Existing | RYB | 230/400 V |  |  | SERVICE LINE |  | 25_4C_AL_XLPE |  |  |  | 3.407 m |  | 4 | 0 | Pass | null
381278963 | TNB | DISTRIBUTION | KUALA SELANGOR | Existing | RYB | 230/400 V |  |  | SERVICE LINE |  | 25_4C_AL_XLPE |  |  |  | 4.565 m |  | 4 | 0 | Pass | null
381278973 | TNB | DISTRIBUTION | KUALA SELANGOR | Existing | RYB | 230/400 V |  |  | SERVICE LINE |  | 70_4C_AL_XLPE |  |  |  | 15.537 m |  | 4 | 0 | Pass | null
381278978 | TNB | DISTRIBUTION | KUALA SELANGOR | Existing | RYB | 230/400 V |  |  | SERVICE LINE |  | 70_4C_AL_XLPE |  |  |  | 1.542 m |  | 4 | 0 | Pass | null
381278983 | TNB | DISTRIBUTION | KUALA SELANGOR | Existing | RYB | 230/400 V |  |  | SERVICE LINE |  | 25_4C_AL_XLPE |  |  |  | 13.139 m |  | 4 | 0 | Pass | null
381278988 | TNB | DISTRIBUTION | KUALA SELANGOR | Existing | RYB | 230/400 V |  |  | SERVICE LINE |  | 25_4C_AL_XLPE |  |  |  | 2.001 m |  | 4 | 0 | Pass | null
381278993 | TNB | DISTRIBUTION | KUALA SELANGOR | Existing | RYB | 230/400 V |  |  | LV LINE |  | 185_4C_AL_PILC |  |  |  | 35.599 m |  | 4 | 0 | Pass | null
381278998 | TNB | DISTRIBUTION | KUALA SELANGOR | Existing | RYB | 230/400 V |  |  | SERVICE LINE |  | 25_4C_AL_XLPE |  |  |  | 13.349 m |  | 4 | 0 | Pass | null
381279003 | TNB | DISTRIBUTION | KUALA SELANGOR | Existing | RYB | 230/400 V |  |  | SERVICE LINE |  | 25_4C_AL_XLPE |  |  |  | 1.895 m |  | 4 | 0 | Pass | null
381279008 | TNB | DISTRIBUTION | KUALA SELANGOR | Existing | RYB | 230/400 V |  |  | LV LINE |  | 185_4C_AL_PILC |  |  |  | 94.744 m |  | 4 | 0 | Pass | null
381279013 | TNB | DISTRIBUTION | KUALA SELANGOR | Existing | RYB | 230/400 V |  |  | SERVICE LINE |  | 70_4C_AL_XLPE |  |  |  | 4.719 m |  | 4 | 0 | Pass | null
381279018 | TNB | DISTRIBUTION | KUALA SELANGOR | Existing | RYB | 230/400 V |  |  | SERVICE LINE |  | 70_4C_AL_XLPE |  |  |  | 3.057 m |  | 4 | 0 | Pass | null
381279023 | TNB | DISTRIBUTION | KUALA SELANGOR | Existing | RYB | 230/400 V |  |  | SERVICE LINE |  | 25_4C_AL_XLPE |  |  |  | 2.000 m |  | 4 | 0 | Pass | null
381279028 | TNB | DISTRIBUTION | KUALA SELANGOR | Existing | RYB | 230/400 V |  |  | SERVICE LINE |  | 25_4C_AL_XLPE |  |  |  | 2.000 m |  | 4 | 0 | Pass | null
381279033 | TNB | DISTRIBUTION | KUALA SELANGOR | Existing | RYB | 230/400 V |  |  | SERVICE LINE |  | 25_4C_AL_XLPE |  |  |  | 2.000 m |  | 4 | 0 | Pass | null
381279038 | TNB | DISTRIBUTION | KUALA SELANGOR | Existing | RYB | 230/400 V |  |  | SERVICE LINE |  | 25_4C_AL_XLPE |  |  |  | 2.001 m |  | 4 | 0 | Pass | null
381279043 | TNB | DISTRIBUTION | KUALA SELANGOR | Existing | RYB | 230/400 V |  |  | SERVICE LINE |  | 25_4C_AL_XLPE |  |  |  | 2.000 m |  | 4 | 0 | Pass | null
381279048 | TNB | DISTRIBUTION | KUALA SELANGOR | Existing | RYB | 230/400 V |  |  | SERVICE LINE |  | 25_4C_AL_XLPE |  |  |  | 2.001 m |  | 4 | 0 | Pass | null
381279053 | TNB | DISTRIBUTION | KUALA SELANGOR | Existing | RYB | 230/400 V |  |  | SERVICE LINE |  | 25_4C_AL_XLPE |  |  |  | 2.000 m |  | 4 | 0 | Pass | null
381279058 | TNB | DISTRIBUTION | KUALA SELANGOR | Existing | RYB | 230/400 V |  |  | SERVICE LINE |  | 25_4C_AL_XLPE |  |  |  | 2.001 m |  | 4 | 0 | Pass | null
381279063 | TNB | DISTRIBUTION | KUALA SELANGOR | Existing | RYB | 230/400 V |  |  | SERVICE LINE |  | 25_4C_AL_XLPE |  |  |  | 2.000 m |  | 4 | 0 | Pass | null
381279068 | TNB | DISTRIBUTION | KUALA SELANGOR | Existing | RYB | 230/400 V |  |  | SERVICE LINE |  | 25_4C_AL_XLPE |  |  |  | 2.000 m |  | 4 | 0 | Pass | null
381279073 | TNB | DISTRIBUTION | KUALA SELANGOR | Existing | RYB | 230/400 V |  |  | SERVICE LINE |  | 25_4C_AL_XLPE |  |  |  | 2.001 m |  | 4 | 0 | Pass | null
381279078 | TNB | DISTRIBUTION | KUALA SELANGOR | Existing | RYB | 230/400 V |  |  | SERVICE LINE |  | 25_4C_AL_XLPE |  |  |  | 2.000 m |  | 4 | 0 | Pass | null
381279083 | TNB | DISTRIBUTION | KUALA SELANGOR | Existing | RYB | 230/400 V |  |  | SERVICE LINE |  | 25_4C_AL_XLPE |  |  |  | 2.001 m |  | 4 | 0 | Pass | null
381279088 | TNB | DISTRIBUTION | KUALA SELANGOR | Existing | RYB | 230/400 V |  |  | SERVICE LINE |  | 25_4C_AL_XLPE |  |  |  | 2.000 m |  | 4 | 0 | Pass | null
381279093 | TNB | DISTRIBUTION | KUALA SELANGOR | Existing | RYB | 230/400 V |  |  | SERVICE LINE |  | 25_4C_AL_XLPE |  |  |  | 2.000 m |  | 4 | 0 | Pass | null
381279098 | TNB | DISTRIBUTION | KUALA SELANGOR | Existing | RYB | 230/400 V |  |  | SERVICE LINE |  | 25_4C_AL_XLPE |  |  |  | 2.000 m |  | 4 | 0 | Pass | null
381279103 | TNB | DISTRIBUTION | KUALA SELANGOR | Existing | RYB | 230/400 V |  |  | SERVICE LINE |  | 25_4C_AL_XLPE |  |  |  | 2.001 m |  | 4 | 0 | Pass | null
381279108 | TNB | DISTRIBUTION | KUALA SELANGOR | Existing | RYB | 230/400 V |  |  | SERVICE LINE |  | 25_4C_AL_XLPE |  |  |  | 2.001 m |  | 4 | 0 | Pass | null
381279113 | TNB | DISTRIBUTION | KUALA SELANGOR | Existing | RYB | 230/400 V |  |  | SERVICE LINE |  | 25_4C_AL_XLPE |  |  |  | 2.001 m |  | 4 | 0 | Pass | null
381279118 | TNB | DISTRIBUTION | KUALA SELANGOR | Existing | RYB | 230/400 V |  |  | SERVICE LINE |  | 25_4C_AL_XLPE |  |  |  | 2.000 m |  | 4 | 0 | Pass | null
381279123 | TNB | DISTRIBUTION | KUALA SELANGOR | Existing | RYB | 230/400 V |  |  | SERVICE LINE |  | 25_4C_AL_XLPE |  |  |  | 2.000 m |  | 4 | 0 | Pass | null
381279128 | TNB | DISTRIBUTION | KUALA SELANGOR | Existing | RYB | 230/400 V |  |  | SERVICE LINE |  | 25_4C_AL_XLPE |  |  |  | 2.000 m |  | 4 | 0 | Pass | null
381279133 | TNB | DISTRIBUTION | KUALA SELANGOR | Existing | RYB | 230/400 V |  |  | SERVICE LINE |  | 25_4C_AL_XLPE |  |  |  | 2.001 m |  | 4 | 0 | Pass | null
381279138 | TNB | DISTRIBUTION | KUALA SELANGOR | Existing | RYB | 230/400 V |  |  | SERVICE LINE |  | 25_4C_AL_XLPE |  |  |  | 2.000 m |  | 4 | 0 | Pass | null
381279143 | TNB | DISTRIBUTION | KUALA SELANGOR | Existing | RYB | 230/400 V |  |  | SERVICE LINE |  | 25_4C_AL_XLPE |  |  |  | 2.001 m |  | 4 | 0 | Pass | null
381279148 | TNB | DISTRIBUTION | KUALA SELANGOR | Existing | RYB | 230/400 V |  |  | SERVICE LINE |  | 25_4C_AL_XLPE |  |  |  | 2.001 m |  | 4 | 0 | Pass | null
381279153 | TNB | DISTRIBUTION | KUALA SELANGOR | Existing | RYB | 230/400 V |  |  | SERVICE LINE |  | 25_4C_AL_XLPE |  |  |  | 2.001 m |  | 4 | 0 | Pass | null
381279158 | TNB | DISTRIBUTION | KUALA SELANGOR | Existing | RYB | 230/400 V |  |  | SERVICE LINE |  | 25_4C_AL_XLPE |  |  |  | 2.001 m |  | 4 | 0 | Pass | null
381279163 | TNB | DISTRIBUTION | KUALA SELANGOR | Existing | RYB | 230/400 V |  |  | SERVICE LINE |  | 25_4C_AL_XLPE |  |  |  | 2.000 m |  | 4 | 0 | Pass | null
381279168 | TNB | DISTRIBUTION | KUALA SELANGOR | Existing | RYB | 230/400 V |  |  | SERVICE LINE |  | 25_4C_AL_XLPE |  |  |  | 2.001 m |  | 4 | 0 | Pass | null
381279173 | TNB | DISTRIBUTION | KUALA SELANGOR | Existing | RYB | 230/400 V |  |  | SERVICE LINE |  | 25_4C_AL_XLPE |  |  |  | 2.000 m |  | 4 | 0 | Pass | null
381279178 | TNB | DISTRIBUTION | KUALA SELANGOR | Existing | RYB | 230/400 V |  |  | SERVICE LINE |  | 25_4C_AL_XLPE |  |  |  | 2.001 m |  | 4 | 0 | Pass | null
381279183 | TNB | DISTRIBUTION | KUALA SELANGOR | Existing | RYB | 230/400 V |  |  | SERVICE LINE |  | 25_4C_AL_XLPE |  |  |  | 2.000 m |  | 4 | 0 | Pass | null
381279188 | TNB | DISTRIBUTION | KUALA SELANGOR | Existing | RYB | 230/400 V |  |  | SERVICE LINE |  | 25_4C_AL_XLPE |  |  |  | 2.001 m |  | 4 | 0 | Pass | null
381279193 | TNB | DISTRIBUTION | KUALA SELANGOR | Existing | RYB | 230/400 V |  |  | SERVICE LINE |  | 25_4C_AL_XLPE |  |  |  | 2.001 m |  | 4 | 0 | Pass | null
381279198 | TNB | DISTRIBUTION | KUALA SELANGOR | Existing | RYB | 230/400 V |  |  | SERVICE LINE |  | 25_4C_AL_XLPE |  |  |  | 2.000 m |  | 4 | 0 | Pass | null
381279203 | TNB | DISTRIBUTION | KUALA SELANGOR | Existing | RYB | 230/400 V |  |  | SERVICE LINE |  | 25_4C_AL_XLPE |  |  |  | 2.001 m |  | 4 | 0 | Pass | null
381279208 | TNB | DISTRIBUTION | KUALA SELANGOR | Existing | RYB | 230/400 V |  |  | SERVICE LINE |  | 25_4C_AL_XLPE |  |  |  | 2.001 m |  | 4 | 0 | Pass | null
381279213 | TNB | DISTRIBUTION | KUALA SELANGOR | Existing | RYB | 230/400 V |  |  | SERVICE LINE |  | 25_4C_AL_XLPE |  |  |  | 2.001 m |  | 4 | 0 | Pass | null
381279218 | TNB | DISTRIBUTION | KUALA SELANGOR | Existing | RYB | 230/400 V |  |  | SERVICE LINE |  | 25_4C_AL_XLPE |  |  |  | 2.002 m |  | 4 | 0 | Pass | null
381279223 | TNB | DISTRIBUTION | KUALA SELANGOR | Existing | RYB | 230/400 V |  |  | SERVICE LINE |  | 25_4C_AL_XLPE |  |  |  | 2.000 m |  | 4 | 0 | Pass | null
381279228 | TNB | DISTRIBUTION | KUALA SELANGOR | Existing | RYB | 230/400 V |  |  | SERVICE LINE |  | 25_4C_AL_XLPE |  |  |  | 2.001 m |  | 4 | 0 | Pass | null
381279233 | TNB | DISTRIBUTION | KUALA SELANGOR | Existing | RYB | 230/400 V |  |  | SERVICE LINE |  | 25_4C_AL_XLPE |  |  |  | 2.001 m |  | 4 | 0 | Pass | null
381279238 | TNB | DISTRIBUTION | KUALA SELANGOR | Existing | RYB | 230/400 V |  |  | SERVICE LINE |  | 25_4C_AL_XLPE |  |  |  | 2.001 m |  | 4 | 0 | Pass | null
381279243 | TNB | DISTRIBUTION | KUALA SELANGOR | Existing | RYB | 230/400 V |  |  | SERVICE LINE |  | 25_4C_AL_XLPE |  |  |  | 2.001 m |  | 4 | 0 | Pass | null
381279248 | TNB | DISTRIBUTION | KUALA SELANGOR | Existing | RYB | 230/400 V |  |  | SERVICE LINE |  | 25_4C_AL_XLPE |  |  |  | 2.001 m |  | 4 | 0 | Pass | null
381279253 | TNB | DISTRIBUTION | KUALA SELANGOR | Existing | RYB | 230/400 V |  |  | SERVICE LINE |  | 25_4C_AL_XLPE |  |  |  | 2.000 m |  | 4 | 0 | Pass | null
381279258 | TNB | DISTRIBUTION | KUALA SELANGOR | Existing | RYB | 230/400 V |  |  | SERVICE LINE |  | 25_4C_AL_XLPE |  |  |  | 2.001 m |  | 4 | 0 | Pass | null
381279263 | TNB | DISTRIBUTION | KUALA SELANGOR | Existing | RYB | 230/400 V |  |  | SERVICE LINE |  | 25_4C_AL_XLPE |  |  |  | 2.001 m |  | 4 | 0 | Pass | null
381279268 | TNB | DISTRIBUTION | KUALA SELANGOR | Existing | RYB | 230/400 V |  |  | SERVICE LINE |  | 25_4C_AL_XLPE |  |  |  | 2.001 m |  | 4 | 0 | Pass | null
381279273 | TNB | DISTRIBUTION | KUALA SELANGOR | Existing | RYB | 230/400 V |  |  | SERVICE LINE |  | 25_4C_AL_XLPE |  |  |  | 2.001 m |  | 4 | 0 | Pass | null
381279278 | TNB | DISTRIBUTION | KUALA SELANGOR | Existing | RYB | 230/400 V |  |  | SERVICE LINE |  | 25_4C_AL_XLPE |  |  |  | 2.001 m |  | 4 | 0 | Pass | null
381279283 | TNB | DISTRIBUTION | KUALA SELANGOR | Existing | RYB | 230/400 V |  |  | SERVICE LINE |  | 25_4C_AL_XLPE |  |  |  | 2.002 m |  | 4 | 0 | Pass | null
381279288 | TNB | DISTRIBUTION | KUALA SELANGOR | Existing | RYB | 230/400 V |  |  | SERVICE LINE |  | 25_4C_AL_XLPE |  |  |  | 2.001 m |  | 4 | 0 | Pass | null
381279293 | TNB | DISTRIBUTION | KUALA SELANGOR | Existing | RYB | 230/400 V |  |  | SERVICE LINE |  | 25_4C_AL_XLPE |  |  |  | 2.001 m |  | 4 | 0 | Pass | null
381279298 | TNB | DISTRIBUTION | KUALA SELANGOR | Existing | RYB | 230/400 V |  |  | SERVICE LINE |  | 25_4C_AL_XLPE |  |  |  | 1.999 m |  | 4 | 0 | Pass | null
381279303 | TNB | DISTRIBUTION | KUALA SELANGOR | Existing | RYB | 230/400 V |  |  | SERVICE LINE |  | 25_4C_AL_XLPE |  |  |  | 2.001 m |  | 4 | 0 | Pass | null
381279308 | TNB | DISTRIBUTION | KUALA SELANGOR | Existing | RYB | 230/400 V |  |  | SERVICE LINE |  | 25_4C_AL_XLPE |  |  |  | 2.000 m |  | 4 | 0 | Pass | null
381279313 | TNB | DISTRIBUTION | KUALA SELANGOR | Existing | RYB | 230/400 V |  |  | SERVICE LINE |  | 25_4C_AL_XLPE |  |  |  | 2.001 m |  | 4 | 0 | Pass | null
381279318 | TNB | DISTRIBUTION | KUALA SELANGOR | Existing | RYB | 230/400 V |  |  | SERVICE LINE |  | 25_4C_AL_XLPE |  |  |  | 2.000 m |  | 4 | 0 | Pass | null
381279323 | TNB | DISTRIBUTION | KUALA SELANGOR | Existing | RYB | 230/400 V |  |  | SERVICE LINE |  | 25_4C_AL_XLPE |  |  |  | 2.001 m |  | 4 | 0 | Pass | null
381279328 | TNB | DISTRIBUTION | KUALA SELANGOR | Existing | RYB | 230/400 V |  |  | SERVICE LINE |  | 25_4C_AL_XLPE |  |  |  | 2.001 m |  | 4 | 0 | Pass | null
381279333 | TNB | DISTRIBUTION | KUALA SELANGOR | Existing | RYB | 230/400 V |  |  | SERVICE LINE |  | 25_4C_AL_XLPE |  |  |  | 2.000 m |  | 4 | 0 | Pass | null
381279338 | TNB | DISTRIBUTION | KUALA SELANGOR | Existing | RYB | 230/400 V |  |  | SERVICE LINE |  | 25_4C_AL_XLPE |  |  |  | 2.000 m |  | 4 | 0 | Pass | null
381279343 | TNB | DISTRIBUTION | KUALA SELANGOR | Existing | RYB | 230/400 V |  |  | SERVICE LINE |  | 25_4C_AL_XLPE |  |  |  | 2.001 m |  | 4 | 0 | Pass | null
381279348 | TNB | DISTRIBUTION | KUALA SELANGOR | Existing | RYB | 230/400 V |  |  | SERVICE LINE |  | 25_4C_AL_XLPE |  |  |  | 2.001 m |  | 4 | 0 | Pass | null
381279353 | TNB | DISTRIBUTION | KUALA SELANGOR | Existing | RYB | 230/400 V |  |  | SERVICE LINE |  | 25_4C_AL_XLPE |  |  |  | 2.000 m |  | 4 | 0 | Pass | null
381279358 | TNB | DISTRIBUTION | KUALA SELANGOR | Existing | RYB | 230/400 V |  |  | SERVICE LINE |  | 25_4C_AL_XLPE |  |  |  | 2.001 m |  | 4 | 0 | Pass | null
381279363 | TNB | DISTRIBUTION | KUALA SELANGOR | Existing | RYB | 230/400 V |  |  | SERVICE LINE |  | 25_4C_AL_XLPE |  |  |  | 2.002 m |  | 4 | 0 | Pass | null
381279368 | TNB | DISTRIBUTION | KUALA SELANGOR | Existing | RYB | 230/400 V |  |  | SERVICE LINE |  | 25_4C_AL_XLPE |  |  |  | 2.000 m |  | 4 | 0 | Pass | null
381279373 | TNB | DISTRIBUTION | KUALA SELANGOR | Existing | RYB | 230/400 V |  |  | SERVICE LINE |  | 25_4C_AL_XLPE |  |  |  | 2.001 m |  | 4 | 0 | Pass | null
381279378 | TNB | DISTRIBUTION | KUALA SELANGOR | Existing | RYB | 230/400 V |  |  | SERVICE LINE |  | 25_4C_AL_XLPE |  |  |  | 2.000 m |  | 4 | 0 | Pass | null
381279383 | TNB | DISTRIBUTION | KUALA SELANGOR | Existing | RYB | 230/400 V |  |  | SERVICE LINE |  | 25_4C_AL_XLPE |  |  |  | 2.000 m |  | 4 | 0 | Pass | null
381279388 | TNB | DISTRIBUTION | KUALA SELANGOR | Existing | RYB | 230/400 V |  |  | SERVICE LINE |  | 25_4C_AL_XLPE |  |  |  | 2.000 m |  | 4 | 0 | Pass | null
381279393 | TNB | DISTRIBUTION | KUALA SELANGOR | Existing | RYB | 230/400 V |  |  | SERVICE LINE |  | 25_4C_AL_XLPE |  |  |  | 2.001 m |  | 4 | 0 | Pass | null
381279398 | TNB | DISTRIBUTION | KUALA SELANGOR | Existing | RYB | 230/400 V |  |  | SERVICE LINE |  | 25_4C_AL_XLPE |  |  |  | 2.000 m |  | 4 | 0 | Pass | null
381279403 | TNB | DISTRIBUTION | KUALA SELANGOR | Existing | RYB | 230/400 V |  |  | SERVICE LINE |  | 25_4C_AL_XLPE |  |  |  | 2.001 m |  | 4 | 0 | Pass | null
381279408 | TNB | DISTRIBUTION | KUALA SELANGOR | Existing | RYB | 230/400 V |  |  | SERVICE LINE |  | 25_4C_AL_XLPE |  |  |  | 2.001 m |  | 4 | 0 | Pass | null
381279413 | TNB | DISTRIBUTION | KUALA SELANGOR | Existing | RYB | 230/400 V |  |  | SERVICE LINE |  | 25_4C_AL_XLPE |  |  |  | 2.001 m |  | 4 | 0 | Pass | null
381279418 | TNB | DISTRIBUTION | KUALA SELANGOR | Existing | RYB | 230/400 V |  |  | SERVICE LINE |  | 25_4C_AL_XLPE |  |  |  | 2.001 m |  | 4 | 0 | Pass | null
381279423 | TNB | DISTRIBUTION | KUALA SELANGOR | Existing | RYB | 230/400 V |  |  | SERVICE LINE |  | 25_4C_AL_XLPE |  |  |  | 2.000 m |  | 4 | 0 | Pass | null
381279428 | TNB | DISTRIBUTION | KUALA SELANGOR | Existing | RYB | 230/400 V |  |  | SERVICE LINE |  | 25_4C_AL_XLPE |  |  |  | 2.001 m |  | 4 | 0 | Pass | null
381279433 | TNB | DISTRIBUTION | KUALA SELANGOR | Existing | RYB | 230/400 V |  |  | SERVICE LINE |  | 25_4C_AL_XLPE |  |  |  | 2.001 m |  | 4 | 0 | Pass | null
381279438 | TNB | DISTRIBUTION | KUALA SELANGOR | Existing | RYB | 230/400 V |  |  | SERVICE LINE |  | 25_4C_AL_XLPE |  |  |  | 2.000 m |  | 4 | 0 | Pass | null
381279443 | TNB | DISTRIBUTION | KUALA SELANGOR | Existing | RYB | 230/400 V |  |  | SERVICE LINE |  | 25_4C_AL_XLPE |  |  |  | 2.001 m |  | 4 | 0 | Pass | null
381279448 | TNB | DISTRIBUTION | KUALA SELANGOR | Existing | RYB | 230/400 V |  |  | SERVICE LINE |  | 25_4C_AL_XLPE |  |  |  | 2.001 m |  | 4 | 0 | Pass | null
381279453 | TNB | DISTRIBUTION | KUALA SELANGOR | Existing | RYB | 230/400 V |  |  | SERVICE LINE |  | 25_4C_AL_XLPE |  |  |  | 2.001 m |  | 4 | 0 | Pass | null
381279458 | TNB | DISTRIBUTION | KUALA SELANGOR | Existing | RYB | 230/400 V |  |  | SERVICE LINE |  | 25_4C_AL_XLPE |  |  |  | 2.000 m |  | 4 | 0 | Pass | null
381279463 | TNB | DISTRIBUTION | KUALA SELANGOR | Existing | RYB | 230/400 V |  |  | SERVICE LINE |  | 25_4C_AL_XLPE |  |  |  | 2.001 m |  | 4 | 0 | Pass | null
381279468 | TNB | DISTRIBUTION | KUALA SELANGOR | Existing | RYB | 230/400 V |  |  | SERVICE LINE |  | 25_4C_AL_XLPE |  |  |  | 2.000 m |  | 4 | 0 | Pass | null
381279473 | TNB | DISTRIBUTION | KUALA SELANGOR | Existing | RYB | 230/400 V |  |  | SERVICE LINE |  | 25_4C_AL_XLPE |  |  |  | 2.001 m |  | 4 | 0 | Pass | null
381279478 | TNB | DISTRIBUTION | KUALA SELANGOR | Existing | RYB | 230/400 V |  |  | SERVICE LINE |  | 25_4C_AL_XLPE |  |  |  | 2.000 m |  | 4 | 0 | Pass | null
381279483 | TNB | DISTRIBUTION | KUALA SELANGOR | Existing | RYB | 230/400 V |  |  | SERVICE LINE |  | 25_4C_AL_XLPE |  |  |  | 2.002 m |  | 4 | 0 | Pass | null
381279488 | TNB | DISTRIBUTION | KUALA SELANGOR | Existing | RYB | 230/400 V |  |  | SERVICE LINE |  | 25_4C_AL_XLPE |  |  |  | 2.001 m |  | 4 | 0 | Pass | null
381279493 | TNB | DISTRIBUTION | KUALA SELANGOR | Existing | RYB | 230/400 V |  |  | SERVICE LINE |  | 25_4C_AL_XLPE |  |  |  | 2.000 m |  | 4 | 0 | Pass | null
381279498 | TNB | DISTRIBUTION | KUALA SELANGOR | Existing | RYB | 230/400 V |  |  | SERVICE LINE |  | 25_4C_AL_XLPE |  |  |  | 2.000 m |  | 4 | 0 | Pass | null
381279503 | TNB | DISTRIBUTION | KUALA SELANGOR | Existing | RYB | 230/400 V |  |  | SERVICE LINE |  | 25_4C_AL_XLPE |  |  |  | 2.001 m |  | 4 | 0 | Pass | null
381279508 | TNB | DISTRIBUTION | KUALA SELANGOR | Existing | RYB | 230/400 V |  |  | SERVICE LINE |  | 25_4C_AL_XLPE |  |  |  | 2.001 m |  | 4 | 0 | Pass | null
381279513 | TNB | DISTRIBUTION | KUALA SELANGOR | Existing | RYB | 230/400 V |  |  | SERVICE LINE |  | 25_4C_AL_XLPE |  |  |  | 2.001 m |  | 4 | 0 | Pass | null
381279518 | TNB | DISTRIBUTION | KUALA SELANGOR | Existing | RYB | 230/400 V |  |  | SERVICE LINE |  | 25_4C_AL_XLPE |  |  |  | 2.000 m |  | 4 | 0 | Pass | null
381279523 | TNB | DISTRIBUTION | KUALA SELANGOR | Existing | RYB | 230/400 V |  |  | SERVICE LINE |  | 25_4C_AL_XLPE |  |  |  | 4.002 m |  | 4 | 0 | Pass | null
381279528 | TNB | DISTRIBUTION | KUALA SELANGOR | Existing | RYB | 230/400 V |  |  | SERVICE LINE |  | 25_4C_AL_XLPE |  |  |  | 2.000 m |  | 4 | 0 | Pass | null
381279533 | TNB | DISTRIBUTION | KUALA SELANGOR | Existing | RYB | 230/400 V |  |  | SERVICE LINE |  | 25_4C_AL_XLPE |  |  |  | 2.001 m |  | 4 | 0 | Pass | null
381279538 | TNB | DISTRIBUTION | KUALA SELANGOR | Existing | RYB | 230/400 V |  |  | SERVICE LINE |  | 25_4C_AL_XLPE |  |  |  | 2.002 m |  | 4 | 0 | Pass | null
381279543 | TNB | DISTRIBUTION | KUALA SELANGOR | Existing | RYB | 230/400 V |  |  | SERVICE LINE |  | 25_4C_AL_XLPE |  |  |  | 2.000 m |  | 4 | 0 | Pass | null
381279548 | TNB | DISTRIBUTION | KUALA SELANGOR | Existing | RYB | 230/400 V |  |  | SERVICE LINE |  | 25_4C_AL_XLPE |  |  |  | 2.000 m |  | 4 | 0 | Pass | null
381279553 | TNB | DISTRIBUTION | KUALA SELANGOR | Existing | RYB | 230/400 V |  |  | SERVICE LINE |  | 25_4C_AL_XLPE |  |  |  | 2.001 m |  | 4 | 0 | Pass | null
381279558 | TNB | DISTRIBUTION | KUALA SELANGOR | Existing | RYB | 230/400 V |  |  | SERVICE LINE |  | 25_4C_AL_XLPE |  |  |  | 2.000 m |  | 4 | 0 | Pass | null
381279563 | TNB | DISTRIBUTION | KUALA SELANGOR | Existing | RYB | 230/400 V |  |  | SERVICE LINE |  | 25_4C_AL_XLPE |  |  |  | 2.000 m |  | 4 | 0 | Pass | null
381279568 | TNB | DISTRIBUTION | KUALA SELANGOR | Existing | RYB | 230/400 V |  |  | SERVICE LINE |  | 25_4C_AL_XLPE |  |  |  | 2.001 m |  | 4 | 0 | Pass | null
381279573 | TNB | DISTRIBUTION | KUALA SELANGOR | Existing | RYB | 230/400 V |  |  | SERVICE LINE |  | 25_4C_AL_XLPE |  |  |  | 2.001 m |  | 4 | 0 | Pass | null
381279578 | TNB | DISTRIBUTION | KUALA SELANGOR | Existing | RYB | 230/400 V |  |  | SERVICE LINE |  | 25_4C_AL_XLPE |  |  |  | 2.002 m |  | 4 | 0 | Pass | null
381279583 | TNB | DISTRIBUTION | KUALA SELANGOR | Existing | RYB | 230/400 V |  |  | SERVICE LINE |  | 25_4C_AL_XLPE |  |  |  | 2.000 m |  | 4 | 0 | Pass | null
381279588 | TNB | DISTRIBUTION | KUALA SELANGOR | Existing | RYB | 230/400 V |  |  | SERVICE LINE |  | 25_4C_AL_XLPE |  |  |  | 2.000 m |  | 4 | 0 | Pass | null
381279593 | TNB | DISTRIBUTION | KUALA SELANGOR | Existing | RYB | 230/400 V |  |  | SERVICE LINE |  | 25_4C_AL_XLPE |  |  |  | 2.000 m |  | 4 | 0 | Pass | null
381279598 | TNB | DISTRIBUTION | KUALA SELANGOR | Existing | RYB | 230/400 V |  |  | SERVICE LINE |  | 25_4C_AL_XLPE |  |  |  | 2.000 m |  | 4 | 0 | Pass | null
381279603 | TNB | DISTRIBUTION | KUALA SELANGOR | Existing | RYB | 230/400 V |  |  | SERVICE LINE |  | 25_4C_AL_XLPE |  |  |  | 2.001 m |  | 4 | 0 | Pass | null
381279608 | TNB | DISTRIBUTION | KUALA SELANGOR | Existing | RYB | 230/400 V |  |  | SERVICE LINE |  | 25_4C_AL_XLPE |  |  |  | 2.001 m |  | 4 | 0 | Pass | null
381279613 | TNB | DISTRIBUTION | KUALA SELANGOR | Existing | RYB | 230/400 V |  |  | SERVICE LINE |  | 25_4C_AL_XLPE |  |  |  | 2.000 m |  | 4 | 0 | Pass | null
381279618 | TNB | DISTRIBUTION | KUALA SELANGOR | Existing | RYB | 230/400 V |  |  | SERVICE LINE |  | 25_4C_AL_XLPE |  |  |  | 2.001 m |  | 4 | 0 | Pass | null
381279623 | TNB | DISTRIBUTION | KUALA SELANGOR | Existing | RYB | 230/400 V |  |  | SERVICE LINE |  | 25_4C_AL_XLPE |  |  |  | 2.001 m |  | 4 | 0 | Pass | null
381279628 | TNB | DISTRIBUTION | KUALA SELANGOR | Existing | RYB | 230/400 V |  |  | SERVICE LINE |  | 25_4C_AL_XLPE |  |  |  | 2.001 m |  | 4 | 0 | Pass | null
381279633 | TNB | DISTRIBUTION | KUALA SELANGOR | Existing | RYB | 230/400 V |  |  | SERVICE LINE |  | 25_4C_AL_XLPE |  |  |  | 2.001 m |  | 4 | 0 | Pass | null
381279638 | TNB | DISTRIBUTION | KUALA SELANGOR | Existing | RYB | 230/400 V |  |  | SERVICE LINE |  | 25_4C_AL_XLPE |  |  |  | 2.002 m |  | 4 | 0 | Pass | null
381279643 | TNB | DISTRIBUTION | KUALA SELANGOR | Existing | RYB | 230/400 V |  |  | SERVICE LINE |  | 25_4C_AL_XLPE |  |  |  | 2.001 m |  | 4 | 0 | Pass | null
381279648 | TNB | DISTRIBUTION | KUALA SELANGOR | Existing | RYB | 230/400 V |  |  | SERVICE LINE |  | 25_4C_AL_XLPE |  |  |  | 2.001 m |  | 4 | 0 | Pass | null
381279653 | TNB | DISTRIBUTION | KUALA SELANGOR | Existing | RYB | 230/400 V |  |  | SERVICE LINE |  | 25_4C_AL_XLPE |  |  |  | 2.002 m |  | 4 | 0 | Pass | null
381279658 | TNB | DISTRIBUTION | KUALA SELANGOR | Existing | RYB | 230/400 V |  |  | SERVICE LINE |  | 25_4C_AL_XLPE |  |  |  | 2.001 m |  | 4 | 0 | Pass | null
381279663 | TNB | DISTRIBUTION | KUALA SELANGOR | Existing | RYB | 230/400 V |  |  | SERVICE LINE |  | 25_4C_AL_XLPE |  |  |  | 2.001 m |  | 4 | 0 | Pass | null
381279668 | TNB | DISTRIBUTION | KUALA SELANGOR | Existing | RYB | 230/400 V |  |  | SERVICE LINE |  | 25_4C_AL_XLPE |  |  |  | 2.000 m |  | 4 | 0 | Pass | null
381279673 | TNB | DISTRIBUTION | KUALA SELANGOR | Existing | RYB | 230/400 V |  |  | SERVICE LINE |  | 25_4C_AL_XLPE |  |  |  | 2.001 m |  | 4 | 0 | Pass | null
381279678 | TNB | DISTRIBUTION | KUALA SELANGOR | Existing | RYB | 230/400 V |  |  | SERVICE LINE |  | 25_4C_AL_XLPE |  |  |  | 2.001 m |  | 4 | 0 | Pass | null
381279683 | TNB | DISTRIBUTION | KUALA SELANGOR | Existing | RYB | 230/400 V |  |  | SERVICE LINE |  | 25_4C_AL_XLPE |  |  |  | 2.001 m |  | 4 | 0 | Pass | null
381279688 | TNB | DISTRIBUTION | KUALA SELANGOR | Existing | RYB | 230/400 V |  |  | SERVICE LINE |  | 25_4C_AL_XLPE |  |  |  | 2.001 m |  | 4 | 0 | Pass | null
381279693 | TNB | DISTRIBUTION | KUALA SELANGOR | Existing | RYB | 230/400 V |  |  | SERVICE LINE |  | 25_4C_AL_XLPE |  |  |  | 2.001 m |  | 4 | 0 | Pass | null
381279698 | TNB | DISTRIBUTION | KUALA SELANGOR | Existing | RYB | 230/400 V |  |  | SERVICE LINE |  | 25_4C_AL_XLPE |  |  |  | 2.001 m |  | 4 | 0 | Pass | null
381279703 | TNB | DISTRIBUTION | KUALA SELANGOR | Existing | RYB | 230/400 V |  |  | SERVICE LINE |  | 25_4C_AL_XLPE |  |  |  | 2.001 m |  | 4 | 0 | Pass | null
381279708 | TNB | DISTRIBUTION | KUALA SELANGOR | Existing | RYB | 230/400 V |  |  | SERVICE LINE |  | 25_4C_AL_XLPE |  |  |  | 2.001 m |  | 4 | 0 | Pass | null
381279713 | TNB | DISTRIBUTION | KUALA SELANGOR | Existing | RYB | 230/400 V |  |  | SERVICE LINE |  | 25_4C_AL_XLPE |  |  |  | 2.001 m |  | 4 | 0 | Pass | null
381279718 | TNB | DISTRIBUTION | KUALA SELANGOR | Existing | RYB | 230/400 V |  |  | SERVICE LINE |  | 25_4C_AL_XLPE |  |  |  | 2.001 m |  | 4 | 0 | Pass | null
381279723 | TNB | DISTRIBUTION | KUALA SELANGOR | Existing | RYB | 230/400 V |  |  | SERVICE LINE |  | 25_4C_AL_XLPE |  |  |  | 2.000 m |  | 4 | 0 | Pass | null
381279728 | TNB | DISTRIBUTION | KUALA SELANGOR | Existing | RYB | 230/400 V |  |  | SERVICE LINE |  | 25_4C_AL_XLPE |  |  |  | 2.000 m |  | 4 | 0 | Pass | null
381279733 | TNB | DISTRIBUTION | KUALA SELANGOR | Existing | RYB | 230/400 V |  |  | SERVICE LINE |  | 25_4C_AL_XLPE |  |  |  | 2.000 m |  | 4 | 0 | Pass | null
381279738 | TNB | DISTRIBUTION | KUALA SELANGOR | Existing | RYB | 230/400 V |  |  | SERVICE LINE |  | 25_4C_AL_XLPE |  |  |  | 2.000 m |  | 4 | 0 | Pass | null
381279743 | TNB | DISTRIBUTION | KUALA SELANGOR | Existing | RYB | 230/400 V |  |  | SERVICE LINE |  | 25_4C_AL_XLPE |  |  |  | 2.001 m |  | 4 | 0 | Pass | null
381279748 | TNB | DISTRIBUTION | KUALA SELANGOR | Existing | RYB | 230/400 V |  |  | SERVICE LINE |  | 25_4C_AL_XLPE |  |  |  | 2.001 m |  | 4 | 0 | Pass | null
381279753 | TNB | DISTRIBUTION | KUALA SELANGOR | Existing | RYB | 230/400 V |  |  | SERVICE LINE |  | 25_4C_AL_XLPE |  |  |  | 2.000 m |  | 4 | 0 | Pass | null
381279758 | TNB | DISTRIBUTION | KUALA SELANGOR | Existing | RYB | 230/400 V |  |  | SERVICE LINE |  | 25_4C_AL_XLPE |  |  |  | 2.001 m |  | 4 | 0 | Pass | null
381279763 | TNB | DISTRIBUTION | KUALA SELANGOR | Existing | RYB | 230/400 V |  |  | SERVICE LINE |  | 25_4C_AL_XLPE |  |  |  | 2.001 m |  | 4 | 0 | Pass | null
381279768 | TNB | DISTRIBUTION | KUALA SELANGOR | Existing | RYB | 230/400 V |  |  | SERVICE LINE |  | 25_4C_AL_XLPE |  |  |  | 2.001 m |  | 4 | 0 | Pass | null
381279773 | TNB | DISTRIBUTION | KUALA SELANGOR | Existing | RYB | 230/400 V |  |  | SERVICE LINE |  | 25_4C_AL_XLPE |  |  |  | 2.001 m |  | 4 | 0 | Pass | null
381279778 | TNB | DISTRIBUTION | KUALA SELANGOR | Existing | RYB | 230/400 V |  |  | SERVICE LINE |  | 25_4C_AL_XLPE |  |  |  | 2.000 m |  | 4 | 0 | Pass | null
381279783 | TNB | DISTRIBUTION | KUALA SELANGOR | Existing | RYB | 230/400 V |  |  | SERVICE LINE |  | 25_4C_AL_XLPE |  |  |  | 2.000 m |  | 4 | 0 | Pass | null
381279788 | TNB | DISTRIBUTION | KUALA SELANGOR | Existing | RYB | 230/400 V |  |  | SERVICE LINE |  | 25_4C_AL_XLPE |  |  |  | 2.001 m |  | 4 | 0 | Pass | null
381279793 | TNB | DISTRIBUTION | KUALA SELANGOR | Existing | RYB | 230/400 V |  |  | SERVICE LINE |  | 25_4C_AL_XLPE |  |  |  | 2.001 m |  | 4 | 0 | Pass | null
381279798 | TNB | DISTRIBUTION | KUALA SELANGOR | Existing | RYB | 230/400 V |  |  | SERVICE LINE |  | 25_4C_AL_XLPE |  |  |  | 2.001 m |  | 4 | 0 | Pass | null
381279803 | TNB | DISTRIBUTION | KUALA SELANGOR | Existing | RYB | 230/400 V |  |  | SERVICE LINE |  | 25_4C_AL_XLPE |  |  |  | 2.000 m |  | 4 | 0 | Pass | null
381279808 | TNB | DISTRIBUTION | KUALA SELANGOR | Existing | RYB | 230/400 V |  |  | SERVICE LINE |  | 25_4C_AL_XLPE |  |  |  | 2.001 m |  | 4 | 0 | Pass | null
381279813 | TNB | DISTRIBUTION | KUALA SELANGOR | Existing | RYB | 230/400 V |  |  | SERVICE LINE |  | 25_4C_AL_XLPE |  |  |  | 2.001 m |  | 4 | 0 | Pass | null
381279818 | TNB | DISTRIBUTION | KUALA SELANGOR | Existing | RYB | 230/400 V |  |  | SERVICE LINE |  | 25_4C_AL_XLPE |  |  |  | 2.001 m |  | 4 | 0 | Pass | null
381279823 | TNB | DISTRIBUTION | KUALA SELANGOR | Existing | RYB | 230/400 V |  |  | SERVICE LINE |  | 25_4C_AL_XLPE |  |  |  | 2.001 m |  | 4 | 0 | Pass | null
381279828 | TNB | DISTRIBUTION | KUALA SELANGOR | Existing | RYB | 230/400 V |  |  | SERVICE LINE |  | 25_4C_AL_XLPE |  |  |  | 2.001 m |  | 4 | 0 | Pass | null
381279833 | TNB | DISTRIBUTION | KUALA SELANGOR | Existing | RYB | 230/400 V |  |  | SERVICE LINE |  | 25_4C_AL_XLPE |  |  |  | 2.002 m |  | 4 | 0 | Pass | null
381279838 | TNB | DISTRIBUTION | KUALA SELANGOR | Existing | RYB | 230/400 V |  |  | SERVICE LINE |  | 25_4C_AL_XLPE |  |  |  | 2.001 m |  | 4 | 0 | Pass | null
381279843 | TNB | DISTRIBUTION | KUALA SELANGOR | Existing | RYB | 230/400 V |  |  | SERVICE LINE |  | 25_4C_AL_XLPE |  |  |  | 2.001 m |  | 4 | 0 | Pass | null
381279848 | TNB | DISTRIBUTION | KUALA SELANGOR | Existing | RYB | 230/400 V |  |  | SERVICE LINE |  | 25_4C_AL_XLPE |  |  |  | 2.000 m |  | 4 | 0 | Pass | null
381279853 | TNB | DISTRIBUTION | KUALA SELANGOR | Existing | RYB | 230/400 V |  |  | SERVICE LINE |  | 25_4C_AL_XLPE |  |  |  | 2.001 m |  | 4 | 0 | Pass | null
381279858 | TNB | DISTRIBUTION | KUALA SELANGOR | Existing | RYB | 230/400 V |  |  | SERVICE LINE |  | 25_4C_AL_XLPE |  |  |  | 2.000 m |  | 4 | 0 | Pass | null
381279863 | TNB | DISTRIBUTION | KUALA SELANGOR | Existing | RYB | 230/400 V |  |  | SERVICE LINE |  | 25_4C_AL_XLPE |  |  |  | 2.001 m |  | 4 | 0 | Pass | null
381279868 | TNB | DISTRIBUTION | KUALA SELANGOR | Existing | RYB | 230/400 V |  |  | SERVICE LINE |  | 25_4C_AL_XLPE |  |  |  | 2.001 m |  | 4 | 0 | Pass | null
381279873 | TNB | DISTRIBUTION | KUALA SELANGOR | Existing | RYB | 230/400 V |  |  | SERVICE LINE |  | 25_4C_AL_XLPE |  |  |  | 2.001 m |  | 4 | 0 | Pass | null
381279878 | TNB | DISTRIBUTION | KUALA SELANGOR | Existing | RYB | 230/400 V |  |  | SERVICE LINE |  | 25_4C_AL_XLPE |  |  |  | 2.001 m |  | 4 | 0 | Pass | null
381279883 | TNB | DISTRIBUTION | KUALA SELANGOR | Existing | RYB | 230/400 V |  |  | SERVICE LINE |  | 25_4C_AL_XLPE |  |  |  | 2.001 m |  | 4 | 0 | Pass | null
381279888 | TNB | DISTRIBUTION | KUALA SELANGOR | Existing | RYB | 230/400 V |  |  | SERVICE LINE |  | 25_4C_AL_XLPE |  |  |  | 2.000 m |  | 4 | 0 | Pass | null
381279893 | TNB | DISTRIBUTION | KUALA SELANGOR | Existing | RYB | 230/400 V |  |  | SERVICE LINE |  | 25_4C_AL_XLPE |  |  |  | 2.000 m |  | 4 | 0 | Pass | null
381279898 | TNB | DISTRIBUTION | KUALA SELANGOR | Existing | RYB | 230/400 V |  |  | SERVICE LINE |  | 25_4C_AL_XLPE |  |  |  | 2.001 m |  | 4 | 0 | Pass | null
381279903 | TNB | DISTRIBUTION | KUALA SELANGOR | Existing | RYB | 230/400 V |  |  | SERVICE LINE |  | 25_4C_AL_XLPE |  |  |  | 2.001 m |  | 4 | 0 | Pass | null
381279908 | TNB | DISTRIBUTION | KUALA SELANGOR | Existing | RYB | 230/400 V |  |  | SERVICE LINE |  | 25_4C_AL_XLPE |  |  |  | 2.001 m |  | 4 | 0 | Pass | null
381279913 | TNB | DISTRIBUTION | KUALA SELANGOR | Existing | RYB | 230/400 V |  |  | SERVICE LINE |  | 25_4C_AL_XLPE |  |  |  | 2.001 m |  | 4 | 0 | Pass | null
381279918 | TNB | DISTRIBUTION | KUALA SELANGOR | Existing | RYB | 230/400 V |  |  | SERVICE LINE |  | 25_4C_AL_XLPE |  |  |  | 2.001 m |  | 4 | 0 | Pass | null
381279923 | TNB | DISTRIBUTION | KUALA SELANGOR | Existing | RYB | 230/400 V |  |  | SERVICE LINE |  | 25_4C_AL_XLPE |  |  |  | 2.001 m |  | 4 | 0 | Pass | null
381279928 | TNB | DISTRIBUTION | KUALA SELANGOR | Existing | RYB | 230/400 V |  |  | LV LINE |  | 185_4C_AL_PILC |  |  |  | 8.972 m |  | 4 | 0 | Pass | null
381279933 | TNB | DISTRIBUTION | KUALA SELANGOR | Existing | RYB | 230/400 V |  |  | LV LINE |  | 185_4C_AL_XLPE |  |  |  | 7.168 m |  | 4 | 0 | Pass | null
381279938 | TNB | DISTRIBUTION | KUALA SELANGOR | Existing | RYB | 230/400 V |  |  | LV LINE |  | 185_4C_AL_XLPE |  |  |  | 6.333 m |  | 4 | 0 | Pass | null
381279943 | TNB | DISTRIBUTION | KUALA SELANGOR | Existing | RYB | 230/400 V |  |  | LV LINE |  | 185_4C_AL_XLPE |  |  |  | 27.236 m |  | 4 | 0 | Pass | null
381279948 | TNB | DISTRIBUTION | KUALA SELANGOR | Existing | RYB | 230/400 V |  |  | LV LINE |  | 185_4C_AL_XLPE |  |  |  | 27.091 m |  | 4 | 0 | Pass | null
381279953 | TNB | DISTRIBUTION | KUALA SELANGOR | Existing | RYB | 230/400 V |  |  | LV LINE |  | 185_4C_AL_PILC |  |  |  | 30.890 m |  | 4 | 0 | Pass | null
381279958 | TNB | DISTRIBUTION | KUALA SELANGOR | Existing | RYB | 230/400 V |  |  | SERVICE LINE |  | 25_4C_AL_XLPE |  |  |  | 7.186 m |  | 4 | 0 | Pass | null
381279963 | TNB | DISTRIBUTION | KUALA SELANGOR | Existing | RYB | 230/400 V |  |  | SERVICE LINE |  | 25_4C_AL_XLPE |  |  |  | 3.130 m |  | 4 | 0 | Pass | null
381279968 | TNB | DISTRIBUTION | KUALA SELANGOR | Existing | RYB | 230/400 V |  |  | LV LINE |  | 185_4C_AL_PILC |  |  |  | 23.834 m |  | 4 | 0 | Pass | null
381279973 | TNB | DISTRIBUTION | KUALA SELANGOR | Existing | RYB | 230/400 V |  |  | LV LINE |  | 185_4C_AL_XLPE |  |  |  | 23.206 m |  | 4 | 0 | Pass | null
381279983 | TNB | DISTRIBUTION | KUALA SELANGOR | Existing | RYB | 230/400 V |  |  | LV LINE |  | 185_4C_AL_XLPE |  |  |  | 33.746 m |  | 4 | 0 | Pass | null
381279993 | TNB | DISTRIBUTION | KUALA SELANGOR | Existing | RYB | 230/400 V |  |  | LV LINE |  | 185_4C_AL_XLPE |  |  |  | 17.987 m |  | 4 | 0 | Pass | null
381279998 | TNB | DISTRIBUTION | KUALA SELANGOR | Existing | RYB | 230/400 V |  |  | LV LINE |  | 185_4C_AL_XLPE |  |  |  | 54.554 m |  | 4 | 0 | Pass | null
381280008 | TNB | DISTRIBUTION | KUALA SELANGOR | Existing | RYB | 230/400 V |  |  | LV LINE |  | 185_4C_AL_XLPE |  |  |  | 29.046 m |  | 4 | 0 | Pass | null
381280013 | TNB | DISTRIBUTION | KUALA SELANGOR | Existing | RYB | 230/400 V |  |  | LV LINE |  | 185_4C_AL_XLPE |  |  |  | 28.613 m |  | 4 | 0 | Pass | null
381280018 | TNB | DISTRIBUTION | KUALA SELANGOR | Existing | RYB | 230/400 V |  |  | LV LINE |  | 185_4C_AL_XLPE |  |  |  | 45.238 m |  | 4 | 0 | Pass | null
381280023 | TNB | DISTRIBUTION | KUALA SELANGOR | Existing | RYB | 230/400 V |  |  | LV LINE |  | 185_4C_AL_XLPE |  |  |  | 45.817 m |  | 4 | 0 | Pass | null
381280028 | TNB | DISTRIBUTION | KUALA SELANGOR | Existing | RYB | 230/400 V |  |  | LV LINE |  | 185_4C_AL_XLPE |  |  |  | 157.887 m |  | 4 | 0 | Pass | null
381280033 | TNB | DISTRIBUTION | KUALA SELANGOR | Existing | RYB | 230/400 V |  |  | LV LINE |  | 185_4C_AL_XLPE |  |  |  | 86.252 m |  | 4 | 0 | Pass | null
381280038 | TNB | DISTRIBUTION | KUALA SELANGOR | Existing | RYB | 230/400 V |  |  | LV LINE |  | 185_4C_AL_XLPE |  |  |  | 377.883 m |  | 4 | 0 | Pass | null
381280043 | TNB | DISTRIBUTION | KUALA SELANGOR | Existing | RYB | 230/400 V |  |  | LV LINE |  | 185_4C_AL_XLPE |  |  |  | 373.324 m |  | 4 | 0 | Pass | null
381280048 | TNB | DISTRIBUTION | KUALA SELANGOR | Existing | RYB | 230/400 V |  |  | LV LINE |  | 25_4C_AL_XLPE |  |  |  | 17.072 m |  | 4 | 0 | Pass | null
381280053 | TNB | DISTRIBUTION | KUALA SELANGOR | Existing | RYB | 230/400 V |  |  | LV LINE |  | 25_4C_AL_XLPE |  |  |  | 3.435 m |  | 4 | 0 | Pass | null
381280058 | TNB | DISTRIBUTION | KUALA SELANGOR | Existing | RYB | 230/400 V |  |  | LV LINE |  | 185_4C_AL_XLPE |  |  |  | 324.968 m |  | 4 | 0 | Pass | null
381280063 | TNB | DISTRIBUTION | KUALA SELANGOR | Existing | RYB | 230/400 V |  |  | LV LINE |  | 185_4C_AL_XLPE |  |  |  | 251.165 m |  | 4 | 0 | Pass | null
381280068 | TNB | DISTRIBUTION | KUALA SELANGOR | Existing | RYB | 230/400 V |  |  | LV LINE |  | 185_4C_AL_XLPE |  |  |  | 248.675 m |  | 4 | 0 | Pass | null
381280073 | TNB | DISTRIBUTION | KUALA SELANGOR | Existing | RYB | 230/400 V |  |  | LV LINE |  | 185_4C_AL_XLPE |  |  |  | 65.349 m |  | 4 | 0 | Pass | null
381280078 | TNB | DISTRIBUTION | KUALA SELANGOR | Existing | RYB | 230/400 V |  |  | LV LINE |  | 185_4C_AL_XLPE |  |  |  | 64.723 m |  | 4 | 0 | Pass | null
381280083 | TNB | DISTRIBUTION | KUALA SELANGOR | Existing | RYB | 230/400 V |  |  | SERVICE LINE |  | 25_4C_AL_XLPE |  |  |  | 15.155 m |  | 4 | 0 | Pass | null
381280088 | TNB | DISTRIBUTION | KUALA SELANGOR | Existing | RYB | 230/400 V |  |  | SERVICE LINE |  | 25_4C_AL_XLPE |  |  |  | 12.372 m |  | 4 | 0 | Pass | null
381280093 | TNB | DISTRIBUTION | KUALA SELANGOR | Existing | RYB | 230/400 V |  |  | SERVICE LINE |  | 25_4C_AL_XLPE |  |  |  | 13.144 m |  | 4 | 0 | Pass | null
381280098 | TNB | DISTRIBUTION | KUALA SELANGOR | Existing | RYB | 230/400 V |  |  | SERVICE LINE |  | 25_4C_AL_XLPE |  |  |  | 13.681 m |  | 4 | 0 | Pass | null
381280103 | TNB | DISTRIBUTION | KUALA SELANGOR | Existing | RYB | 230/400 V |  |  | SERVICE LINE |  | 25_4C_AL_XLPE |  |  |  | 13.062 m |  | 4 | 0 | Pass | null
381280108 | TNB | DISTRIBUTION | KUALA SELANGOR | Existing | RYB | 230/400 V |  |  | SERVICE LINE |  | 25_4C_AL_XLPE |  |  |  | 12.790 m |  | 4 | 0 | Pass | null
381280113 | TNB | DISTRIBUTION | KUALA SELANGOR | Existing | RYB | 230/400 V |  |  | SERVICE LINE |  | 25_4C_AL_XLPE |  |  |  | 11.871 m |  | 4 | 0 | Pass | null
381280118 | TNB | DISTRIBUTION | KUALA SELANGOR | Existing | RYB | 230/400 V |  |  | SERVICE LINE |  | 25_4C_AL_XLPE |  |  |  | 14.560 m |  | 4 | 0 | Pass | null
381280123 | TNB | DISTRIBUTION | KUALA SELANGOR | Existing | RYB | 230/400 V |  |  | SERVICE LINE |  | 25_4C_AL_XLPE |  |  |  | 12.640 m |  | 4 | 0 | Pass | null
381280128 | TNB | DISTRIBUTION | KUALA SELANGOR | Existing | RYB | 230/400 V |  |  | SERVICE LINE |  | 25_4C_AL_XLPE |  |  |  | 12.983 m |  | 4 | 0 | Pass | null
381280133 | TNB | DISTRIBUTION | KUALA SELANGOR | Existing | RYB | 230/400 V |  |  | SERVICE LINE |  | 25_4C_AL_XLPE |  |  |  | 32.417 m |  | 4 | 0 | Pass | null
381280138 | TNB | DISTRIBUTION | KUALA SELANGOR | Existing | RYB | 230/400 V |  |  | SERVICE LINE |  | 25_4C_AL_XLPE |  |  |  | 17.418 m |  | 4 | 0 | Pass | null
381280143 | TNB | DISTRIBUTION | KUALA SELANGOR | Existing | RYB | 230/400 V |  |  | SERVICE LINE |  | 25_4C_AL_XLPE |  |  |  | 15.053 m |  | 4 | 0 | Pass | null
381280148 | TNB | DISTRIBUTION | KUALA SELANGOR | Existing | RYB | 230/400 V |  |  | SERVICE LINE |  | 25_4C_AL_XLPE |  |  |  | 27.337 m |  | 4 | 0 | Pass | null
381280153 | TNB | DISTRIBUTION | KUALA SELANGOR | Existing | RYB | 230/400 V |  |  | SERVICE LINE |  | 25_4C_AL_XLPE |  |  |  | 29.541 m |  | 4 | 0 | Pass | null
381280158 | TNB | DISTRIBUTION | KUALA SELANGOR | Existing | RYB | 230/400 V |  |  | SERVICE LINE |  | 25_4C_AL_XLPE |  |  |  | 16.086 m |  | 4 | 0 | Pass | null
381280163 | TNB | DISTRIBUTION | KUALA SELANGOR | Existing | RYB | 230/400 V |  |  | SERVICE LINE |  | 25_4C_AL_XLPE |  |  |  | 14.643 m |  | 4 | 0 | Pass | null
381280168 | TNB | DISTRIBUTION | KUALA SELANGOR | Existing | RYB | 230/400 V |  |  | SERVICE LINE |  | 25_4C_AL_XLPE |  |  |  | 27.167 m |  | 4 | 0 | Pass | null
381280173 | TNB | DISTRIBUTION | KUALA SELANGOR | Existing | RYB | 230/400 V |  |  | SERVICE LINE |  | 25_4C_AL_XLPE |  |  |  | 14.993 m |  | 4 | 0 | Pass | null
381280178 | TNB | DISTRIBUTION | KUALA SELANGOR | Existing | RYB | 230/400 V |  |  | SERVICE LINE |  | 25_4C_AL_XLPE |  |  |  | 13.788 m |  | 4 | 0 | Pass | null
381280183 | TNB | DISTRIBUTION | KUALA SELANGOR | Existing | RYB | 230/400 V |  |  | SERVICE LINE |  | 25_4C_AL_XLPE |  |  |  | 15.961 m |  | 4 | 0 | Pass | null
381280188 | TNB | DISTRIBUTION | KUALA SELANGOR | Existing | RYB | 230/400 V |  |  | SERVICE LINE |  | 25_4C_AL_XLPE |  |  |  | 23.842 m |  | 4 | 0 | Pass | null
381280193 | TNB | DISTRIBUTION | KUALA SELANGOR | Existing | RYB | 230/400 V |  |  | SERVICE LINE |  | 25_4C_AL_XLPE |  |  |  | 19.080 m |  | 4 | 0 | Pass | null
381280198 | TNB | DISTRIBUTION | KUALA SELANGOR | Existing | RYB | 230/400 V |  |  | SERVICE LINE |  | 25_4C_AL_XLPE |  |  |  | 20.403 m |  | 4 | 0 | Pass | null
381280203 | TNB | DISTRIBUTION | KUALA SELANGOR | Existing | RYB | 230/400 V |  |  | SERVICE LINE |  | 25_4C_AL_XLPE |  |  |  | 26.858 m |  | 4 | 0 | Pass | null
381280208 | TNB | DISTRIBUTION | KUALA SELANGOR | Existing | RYB | 230/400 V |  |  | SERVICE LINE |  | 25_4C_AL_XLPE |  |  |  | 23.658 m |  | 4 | 0 | Pass | null
381280213 | TNB | DISTRIBUTION | KUALA SELANGOR | Existing | RYB | 230/400 V |  |  | SERVICE LINE |  | 25_4C_AL_XLPE |  |  |  | 20.663 m |  | 4 | 0 | Pass | null
381280218 | TNB | DISTRIBUTION | KUALA SELANGOR | Existing | RYB | 230/400 V |  |  | SERVICE LINE |  | 25_4C_AL_XLPE |  |  |  | 18.598 m |  | 4 | 0 | Pass | null
381280223 | TNB | DISTRIBUTION | KUALA SELANGOR | Existing | RYB | 230/400 V |  |  | SERVICE LINE |  | 25_4C_AL_XLPE |  |  |  | 22.046 m |  | 4 | 0 | Pass | null
381280228 | TNB | DISTRIBUTION | KUALA SELANGOR | Existing | RYB | 230/400 V |  |  | SERVICE LINE |  | 25_4C_AL_XLPE |  |  |  | 29.854 m |  | 4 | 0 | Pass | null
381280233 | TNB | DISTRIBUTION | KUALA SELANGOR | Existing | RYB | 230/400 V |  |  | SERVICE LINE |  | 25_4C_AL_XLPE |  |  |  | 19.670 m |  | 4 | 0 | Pass | null
381280238 | TNB | DISTRIBUTION | KUALA SELANGOR | Existing | RYB | 230/400 V |  |  | SERVICE LINE |  | 25_4C_AL_XLPE |  |  |  | 21.922 m |  | 4 | 0 | Pass | null
381280243 | TNB | DISTRIBUTION | KUALA SELANGOR | Existing | RYB | 230/400 V |  |  | SERVICE LINE |  | 25_4C_AL_XLPE |  |  |  | 21.545 m |  | 4 | 0 | Pass | null
381280248 | TNB | DISTRIBUTION | KUALA SELANGOR | Existing | RYB | 230/400 V |  |  | SERVICE LINE |  | 25_4C_AL_XLPE |  |  |  | 18.224 m |  | 4 | 0 | Pass | null
381280253 | TNB | DISTRIBUTION | KUALA SELANGOR | Existing | RYB | 230/400 V |  |  | SERVICE LINE |  | 25_4C_AL_XLPE |  |  |  | 20.608 m |  | 4 | 0 | Pass | null
381280258 | TNB | DISTRIBUTION | KUALA SELANGOR | Existing | RYB | 230/400 V |  |  | SERVICE LINE |  | 25_4C_AL_XLPE |  |  |  | 27.085 m |  | 4 | 0 | Pass | null
381280263 | TNB | DISTRIBUTION | KUALA SELANGOR | Existing | RYB | 230/400 V |  |  | SERVICE LINE |  | 25_4C_AL_XLPE |  |  |  | 36.924 m |  | 4 | 0 | Pass | null
381280268 | TNB | DISTRIBUTION | KUALA SELANGOR | Existing | RYB | 230/400 V |  |  | SERVICE LINE |  | 25_4C_AL_XLPE |  |  |  | 20.592 m |  | 4 | 0 | Pass | null
381280273 | TNB | DISTRIBUTION | KUALA SELANGOR | Existing | RYB | 230/400 V |  |  | SERVICE LINE |  | 25_4C_AL_XLPE |  |  |  | 19.448 m |  | 4 | 0 | Pass | null
381280278 | TNB | DISTRIBUTION | KUALA SELANGOR | Existing | RYB | 230/400 V |  |  | SERVICE LINE |  | 25_4C_AL_XLPE |  |  |  | 13.118 m |  | 4 | 0 | Pass | null
381280283 | TNB | DISTRIBUTION | KUALA SELANGOR | Existing | RYB | 230/400 V |  |  | SERVICE LINE |  | 25_4C_AL_XLPE |  |  |  | 19.390 m |  | 4 | 0 | Pass | null
381280288 | TNB | DISTRIBUTION | KUALA SELANGOR | Existing | RYB | 230/400 V |  |  | SERVICE LINE |  | 25_4C_AL_XLPE |  |  |  | 20.295 m |  | 4 | 0 | Pass | null
381280293 | TNB | DISTRIBUTION | KUALA SELANGOR | Existing | RYB | 230/400 V |  |  | SERVICE LINE |  | 25_4C_AL_XLPE |  |  |  | 12.409 m |  | 4 | 0 | Pass | null
381280298 | TNB | DISTRIBUTION | KUALA SELANGOR | Existing | RYB | 230/400 V |  |  | SERVICE LINE |  | 25_4C_AL_XLPE |  |  |  | 12.143 m |  | 4 | 0 | Pass | null
381280303 | TNB | DISTRIBUTION | KUALA SELANGOR | Existing | RYB | 230/400 V |  |  | SERVICE LINE |  | 25_4C_AL_XLPE |  |  |  | 18.988 m |  | 4 | 0 | Pass | null
381280308 | TNB | DISTRIBUTION | KUALA SELANGOR | Existing | RYB | 230/400 V |  |  | SERVICE LINE |  | 25_4C_AL_XLPE |  |  |  | 30.503 m |  | 4 | 0 | Pass | null
381280313 | TNB | DISTRIBUTION | KUALA SELANGOR | Existing | RYB | 230/400 V |  |  | SERVICE LINE |  | 25_4C_AL_XLPE |  |  |  | 23.775 m |  | 4 | 0 | Pass | null
381280318 | TNB | DISTRIBUTION | KUALA SELANGOR | Existing | RYB | 230/400 V |  |  | SERVICE LINE |  | 25_4C_AL_XLPE |  |  |  | 20.033 m |  | 4 | 0 | Pass | null
381280323 | TNB | DISTRIBUTION | KUALA SELANGOR | Existing | RYB | 230/400 V |  |  | SERVICE LINE |  | 25_4C_AL_XLPE |  |  |  | 21.793 m |  | 4 | 0 | Pass | null
381280328 | TNB | DISTRIBUTION | KUALA SELANGOR | Existing | RYB | 230/400 V |  |  | SERVICE LINE |  | 25_4C_AL_XLPE |  |  |  | 30.614 m |  | 4 | 0 | Pass | null
381280333 | TNB | DISTRIBUTION | KUALA SELANGOR | Existing | RYB | 230/400 V |  |  | SERVICE LINE |  | 25_4C_AL_XLPE |  |  |  | 23.233 m |  | 4 | 0 | Pass | null
381280338 | TNB | DISTRIBUTION | KUALA SELANGOR | Existing | RYB | 230/400 V |  |  | SERVICE LINE |  | 25_4C_AL_XLPE |  |  |  | 19.753 m |  | 4 | 0 | Pass | null
381280343 | TNB | DISTRIBUTION | KUALA SELANGOR | Existing | RYB | 230/400 V |  |  | SERVICE LINE |  | 25_4C_AL_XLPE |  |  |  | 21.600 m |  | 4 | 0 | Pass | null
381280348 | TNB | DISTRIBUTION | KUALA SELANGOR | Existing | RYB | 230/400 V |  |  | SERVICE LINE |  | 25_4C_AL_XLPE |  |  |  | 19.920 m |  | 4 | 0 | Pass | null
381280353 | TNB | DISTRIBUTION | KUALA SELANGOR | Existing | RYB | 230/400 V |  |  | SERVICE LINE |  | 25_4C_AL_XLPE |  |  |  | 12.914 m |  | 4 | 0 | Pass | null
381280358 | TNB | DISTRIBUTION | KUALA SELANGOR | Existing | RYB | 230/400 V |  |  | SERVICE LINE |  | 25_4C_AL_XLPE |  |  |  | 13.109 m |  | 4 | 0 | Pass | null
381280363 | TNB | DISTRIBUTION | KUALA SELANGOR | Existing | RYB | 230/400 V |  |  | SERVICE LINE |  | 25_4C_AL_XLPE |  |  |  | 19.691 m |  | 4 | 0 | Pass | null
381280368 | TNB | DISTRIBUTION | KUALA SELANGOR | Existing | RYB | 230/400 V |  |  | SERVICE LINE |  | 25_4C_AL_XLPE |  |  |  | 18.905 m |  | 4 | 0 | Pass | null
381280373 | TNB | DISTRIBUTION | KUALA SELANGOR | Existing | RYB | 230/400 V |  |  | SERVICE LINE |  | 25_4C_AL_XLPE |  |  |  | 21.075 m |  | 4 | 0 | Pass | null
381280378 | TNB | DISTRIBUTION | KUALA SELANGOR | Existing | RYB | 230/400 V |  |  | SERVICE LINE |  | 25_4C_AL_XLPE |  |  |  | 27.672 m |  | 4 | 0 | Pass | null
381280383 | TNB | DISTRIBUTION | KUALA SELANGOR | Existing | RYB | 230/400 V |  |  | SERVICE LINE |  | 25_4C_AL_XLPE |  |  |  | 17.832 m |  | 4 | 0 | Pass | null
381280388 | TNB | DISTRIBUTION | KUALA SELANGOR | Existing | RYB | 230/400 V |  |  | SERVICE LINE |  | 25_4C_AL_XLPE |  |  |  | 11.703 m |  | 4 | 0 | Pass | null
381280393 | TNB | DISTRIBUTION | KUALA SELANGOR | Existing | RYB | 230/400 V |  |  | SERVICE LINE |  | 25_4C_AL_XLPE |  |  |  | 13.409 m |  | 4 | 0 | Pass | null
381280398 | TNB | DISTRIBUTION | KUALA SELANGOR | Existing | RYB | 230/400 V |  |  | SERVICE LINE |  | 25_4C_AL_XLPE |  |  |  | 21.152 m |  | 4 | 0 | Pass | null
381280403 | TNB | DISTRIBUTION | KUALA SELANGOR | Existing | RYB | 230/400 V |  |  | SERVICE LINE |  | 25_4C_AL_XLPE |  |  |  | 24.550 m |  | 4 | 0 | Pass | null
381280408 | TNB | DISTRIBUTION | KUALA SELANGOR | Existing | RYB | 230/400 V |  |  | SERVICE LINE |  | 25_4C_AL_XLPE |  |  |  | 18.394 m |  | 4 | 0 | Pass | null
381280413 | TNB | DISTRIBUTION | KUALA SELANGOR | Existing | RYB | 230/400 V |  |  | SERVICE LINE |  | 25_4C_AL_XLPE |  |  |  | 18.487 m |  | 4 | 0 | Pass | null
381280418 | TNB | DISTRIBUTION | KUALA SELANGOR | Existing | RYB | 230/400 V |  |  | SERVICE LINE |  | 25_4C_AL_XLPE |  |  |  | 24.013 m |  | 4 | 0 | Pass | null
381280423 | TNB | DISTRIBUTION | KUALA SELANGOR | Existing | RYB | 230/400 V |  |  | SERVICE LINE |  | 25_4C_AL_XLPE |  |  |  | 32.551 m |  | 4 | 0 | Pass | null
381280428 | TNB | DISTRIBUTION | KUALA SELANGOR | Existing | RYB | 230/400 V |  |  | SERVICE LINE |  | 25_4C_AL_XLPE |  |  |  | 29.860 m |  | 4 | 0 | Pass | null
381280433 | TNB | DISTRIBUTION | KUALA SELANGOR | Existing | RYB | 230/400 V |  |  | SERVICE LINE |  | 25_4C_AL_XLPE |  |  |  | 16.169 m |  | 4 | 0 | Pass | null
381280438 | TNB | DISTRIBUTION | KUALA SELANGOR | Existing | RYB | 230/400 V |  |  | SERVICE LINE |  | 25_4C_AL_XLPE |  |  |  | 15.528 m |  | 4 | 0 | Pass | null
381280443 | TNB | DISTRIBUTION | KUALA SELANGOR | Existing | RYB | 230/400 V |  |  | SERVICE LINE |  | 25_4C_AL_XLPE |  |  |  | 32.067 m |  | 4 | 0 | Pass | null
381280448 | TNB | DISTRIBUTION | KUALA SELANGOR | Existing | RYB | 230/400 V |  |  | SERVICE LINE |  | 25_4C_AL_XLPE |  |  |  | 19.845 m |  | 4 | 0 | Pass | null
381280453 | TNB | DISTRIBUTION | KUALA SELANGOR | Existing | RYB | 230/400 V |  |  | SERVICE LINE |  | 25_4C_AL_XLPE |  |  |  | 18.977 m |  | 4 | 0 | Pass | null
381280458 | TNB | DISTRIBUTION | KUALA SELANGOR | Existing | RYB | 230/400 V |  |  | SERVICE LINE |  | 25_4C_AL_XLPE |  |  |  | 30.170 m |  | 4 | 0 | Pass | null
381280463 | TNB | DISTRIBUTION | KUALA SELANGOR | Existing | RYB | 230/400 V |  |  | SERVICE LINE |  | 25_4C_AL_XLPE |  |  |  | 17.365 m |  | 4 | 0 | Pass | null
381280468 | TNB | DISTRIBUTION | KUALA SELANGOR | Existing | RYB | 230/400 V |  |  | SERVICE LINE |  | 25_4C_AL_XLPE |  |  |  | 17.208 m |  | 4 | 0 | Pass | null
381280473 | TNB | DISTRIBUTION | KUALA SELANGOR | Existing | RYB | 230/400 V |  |  | SERVICE LINE |  | 25_4C_AL_XLPE |  |  |  | 30.822 m |  | 4 | 0 | Pass | null
381280478 | TNB | DISTRIBUTION | KUALA SELANGOR | Existing | RYB | 230/400 V |  |  | SERVICE LINE |  | 25_4C_AL_XLPE |  |  |  | 18.435 m |  | 4 | 0 | Pass | null
381280483 | TNB | DISTRIBUTION | KUALA SELANGOR | Existing | RYB | 230/400 V |  |  | SERVICE LINE |  | 25_4C_AL_XLPE |  |  |  | 17.180 m |  | 4 | 0 | Pass | null
381280488 | TNB | DISTRIBUTION | KUALA SELANGOR | Existing | RYB | 230/400 V |  |  | SERVICE LINE |  | 25_4C_AL_XLPE |  |  |  | 17.105 m |  | 4 | 0 | Pass | null
381280493 | TNB | DISTRIBUTION | KUALA SELANGOR | Existing | RYB | 230/400 V |  |  | SERVICE LINE |  | 25_4C_AL_XLPE |  |  |  | 16.484 m |  | 4 | 0 | Pass | null
381280498 | TNB | DISTRIBUTION | KUALA SELANGOR | Existing | RYB | 230/400 V |  |  | SERVICE LINE |  | 25_4C_AL_XLPE |  |  |  | 19.755 m |  | 4 | 0 | Pass | null
381280503 | TNB | DISTRIBUTION | KUALA SELANGOR | Existing | RYB | 230/400 V |  |  | SERVICE LINE |  | 25_4C_AL_XLPE |  |  |  | 18.265 m |  | 4 | 0 | Pass | null
381280508 | TNB | DISTRIBUTION | KUALA SELANGOR | Existing | RYB | 230/400 V |  |  | SERVICE LINE |  | 25_4C_AL_XLPE |  |  |  | 16.527 m |  | 4 | 0 | Pass | null
381280513 | TNB | DISTRIBUTION | KUALA SELANGOR | Existing | RYB | 230/400 V |  |  | SERVICE LINE |  | 25_4C_AL_XLPE |  |  |  | 16.019 m |  | 4 | 0 | Pass | null
381280518 | TNB | DISTRIBUTION | KUALA SELANGOR | Existing | RYB | 230/400 V |  |  | SERVICE LINE |  | 25_4C_AL_XLPE |  |  |  | 21.556 m |  | 4 | 0 | Pass | null
381280523 | TNB | DISTRIBUTION | KUALA SELANGOR | Existing | RYB | 230/400 V |  |  | SERVICE LINE |  | 25_4C_AL_XLPE |  |  |  | 18.918 m |  | 4 | 0 | Pass | null
381280528 | TNB | DISTRIBUTION | KUALA SELANGOR | Existing | RYB | 230/400 V |  |  | SERVICE LINE |  | 25_4C_AL_XLPE |  |  |  | 28.861 m |  | 4 | 0 | Pass | null
381280533 | TNB | DISTRIBUTION | KUALA SELANGOR | Existing | RYB | 230/400 V |  |  | SERVICE LINE |  | 25_4C_AL_XLPE |  |  |  | 13.123 m |  | 4 | 0 | Pass | null
381280538 | TNB | DISTRIBUTION | KUALA SELANGOR | Existing | RYB | 230/400 V |  |  | LV LINE |  | 185_4C_AL_XLPE |  |  |  | 31.633 m |  | 4 | 0 | Pass | null
381280543 | TNB | DISTRIBUTION | KUALA SELANGOR | Existing | RYB | 230/400 V |  |  | LV LINE |  | 185_4C_AL_XLPE |  |  |  | 32.231 m |  | 4 | 0 | Pass | null
381280548 | TNB | DISTRIBUTION | KUALA SELANGOR | Existing | RYB | 230/400 V |  |  | LV LINE |  | 185_4C_AL_XLPE |  |  |  | 79.967 m |  | 4 | 0 | Pass | null
381280553 | TNB | DISTRIBUTION | KUALA SELANGOR | Existing | RYB | 230/400 V |  |  | LV LINE |  | 185_4C_AL_XLPE |  |  |  | 81.403 m |  | 4 | 0 | Pass | null
381280558 | TNB | DISTRIBUTION | KUALA SELANGOR | Existing | RYB | 230/400 V |  |  | LV LINE |  | 185_4C_AL_XLPE |  |  |  | 82.920 m |  | 4 | 0 | Pass | null
381280563 | TNB | DISTRIBUTION | KUALA SELANGOR | Existing | RYB | 230/400 V |  |  | LV LINE |  | 185_4C_AL_XLPE |  |  |  | 84.467 m |  | 4 | 0 | Pass | null
381280568 | TNB | DISTRIBUTION | KUALA SELANGOR | Existing | RYB | 230/400 V |  |  | SERVICE LINE |  | 185_4C_AL_XLPE |  |  |  | 53.983 m |  | 4 | 0 | Pass | null
381280573 | TNB | DISTRIBUTION | KUALA SELANGOR | Existing | RYB | 230/400 V |  |  | SERVICE LINE |  | 185_4C_AL_XLPE |  |  |  | 111.317 m |  | 4 | 0 | Pass | null
381280578 | TNB | DISTRIBUTION | KUALA SELANGOR | Existing | RYB | 230/400 V |  |  | SERVICE LINE |  | 185_4C_AL_XLPE |  |  |  | 196.256 m |  | 4 | 0 | Pass | null
381280583 | TNB | DISTRIBUTION | KUALA SELANGOR | Existing | RYB | 230/400 V |  |  | SERVICE LINE |  | 185_4C_AL_XLPE |  |  |  | 212.190 m |  | 4 | 0 | Pass | null
381280588 | TNB | DISTRIBUTION | KUALA SELANGOR | Existing | RYB | 230/400 V |  |  | SERVICE LINE |  | 185_4C_AL_XLPE |  |  |  | 211.954 m |  | 4 | 0 | Pass | null
381280593 | TNB | DISTRIBUTION | KUALA SELANGOR | Existing | RYB | 230/400 V |  |  | LV LINE |  | 185_4C_AL_XLPE |  |  |  | 105.198 m |  | 4 | 0 | Pass | null
381280598 | TNB | DISTRIBUTION | KUALA SELANGOR | Existing | RYB | 230/400 V |  |  | LV LINE |  | 185_4C_AL_XLPE |  |  |  | 51.081 m |  | 4 | 0 | Pass | null
381280603 | TNB | DISTRIBUTION | KUALA SELANGOR | Existing | RYB | 230/400 V |  |  | LV LINE |  | 185_4C_AL_XLPE |  |  |  | 121.210 m |  | 4 | 0 | Pass | null
381280608 | TNB | DISTRIBUTION | KUALA SELANGOR | Existing | RYB | 230/400 V |  |  | LV LINE |  | 185_4C_AL_XLPE |  |  |  | 62.241 m |  | 4 | 0 | Pass | null
381280613 | TNB | DISTRIBUTION | KUALA SELANGOR | Existing | RYB | 230/400 V |  |  | SERVICE LINE |  | 70_4C_AL_XLPE |  |  |  | 2.894 m |  | 4 | 0 | Pass | null
381280618 | TNB | DISTRIBUTION | KUALA SELANGOR | Existing | RYB | 230/400 V |  |  | LV LINE |  | 185_4C_AL_XLPE |  |  |  | 59.468 m |  | 4 | 0 | Pass | null
381280623 | TNB | DISTRIBUTION | KUALA SELANGOR | Existing | RYB | 230/400 V |  |  | LV LINE |  | 185_4C_AL_XLPE |  |  |  | 60.044 m |  | 4 | 0 | Pass | null
381280628 | TNB | DISTRIBUTION | KUALA SELANGOR | Existing | RYB | 230/400 V |  |  | LV LINE |  | 185_4C_AL_XLPE |  |  |  | 32.492 m |  | 4 | 0 | Pass | null
381280633 | TNB | DISTRIBUTION | KUALA SELANGOR | Existing | RYB | 230/400 V |  |  | LV LINE |  | 185_4C_AL_XLPE |  |  |  | 1.750 m |  | 4 | 0 | Pass | null
381280638 | TNB | DISTRIBUTION | KUALA SELANGOR | Existing | RYB | 230/400 V |  |  | LV LINE |  | 185_4C_AL_XLPE |  |  |  | 33.838 m |  | 4 | 0 | Pass | null
381280643 | TNB | DISTRIBUTION | KUALA SELANGOR | Existing | RYB | 230/400 V |  |  | LV LINE |  | 185_4C_AL_XLPE |  |  |  | 33.079 m |  | 4 | 0 | Pass | null
381280648 | TNB | DISTRIBUTION | KUALA SELANGOR | Existing | RYB | 230/400 V |  |  | SERVICE LINE |  | 25_4C_AL_XLPE |  |  |  | 13.715 m |  | 4 | 0 | Pass | null
381280653 | TNB | DISTRIBUTION | KUALA SELANGOR | Existing | RYB | 230/400 V |  |  | SERVICE LINE |  | 25_4C_AL_XLPE |  |  |  | 8.304 m |  | 4 | 0 | Pass | null
381280658 | TNB | DISTRIBUTION | KUALA SELANGOR | Existing | RYB | 230/400 V |  |  | LV LINE |  | 185_4C_AL_XLPE |  |  |  | 23.352 m |  | 4 | 0 | Pass | null
381280668 | TNB | DISTRIBUTION | KUALA SELANGOR | Existing | RYB | 230/400 V |  |  | LV LINE |  | 185_4C_AL_XLPE |  |  |  | 36.736 m |  | 4 | 0 | Pass | null
381280673 | TNB | DISTRIBUTION | KUALA SELANGOR | Existing | RYB | 230/400 V |  |  | LV LINE |  | 25_4C_AL_XLPE |  |  |  | 11.820 m |  | 4 | 0 | Pass | null
381280678 | TNB | DISTRIBUTION | KUALA SELANGOR | Existing | RYB | 230/400 V |  |  | LV LINE |  | 25_4C_AL_XLPE |  |  |  | 1.126 m |  | 4 | 0 | Pass | null
381280683 | TNB | DISTRIBUTION | KUALA SELANGOR | Existing | RYB | 230/400 V |  |  | LV LINE |  | 185_4C_AL_XLPE |  |  |  | 35.815 m |  | 4 | 0 | Pass | null
381280688 | TNB | DISTRIBUTION | KUALA SELANGOR | Existing | RYB | 230/400 V |  |  | LV LINE |  | 185_4C_AL_XLPE |  |  |  | 34.665 m |  | 4 | 0 | Pass | null
381280693 | TNB | DISTRIBUTION | KUALA SELANGOR | Existing | RYB | 230/400 V |  |  | LV LINE |  | 185_4C_AL_XLPE |  |  |  | 35.973 m |  | 4 | 0 | Pass | null
381280698 | TNB | DISTRIBUTION | KUALA SELANGOR | Existing | RYB | 230/400 V |  |  | LV LINE |  | 185_4C_AL_PILC |  |  |  | 14.618 m |  | 4 | 0 | Pass | null
381280703 | TNB | DISTRIBUTION | KUALA SELANGOR | Existing | RYB | 230/400 V |  |  | LV LINE |  | 300_4C_AL_XLPE |  |  |  | 4.909 m |  | 4 | 0 | Pass | null
381280708 | TNB | DISTRIBUTION | KUALA SELANGOR | Existing | RYB | 230/400 V |  |  | LV LINE |  | 185_4C_AL_XLPE |  |  |  | 38.942 m |  | 4 | 0 | Pass | null
381280713 | TNB | DISTRIBUTION | KUALA SELANGOR | Existing | RYB | 230/400 V |  |  | LV LINE |  | 185_4C_AL_XLPE |  |  |  | 39.466 m |  | 4 | 0 | Pass | null
381280728 | TNB | DISTRIBUTION | KUALA SELANGOR | Existing | RYB | 230/400 V |  |  | SERVICE LINE |  | 185_4C_AL_PILC |  |  |  | 22.899 m |  | 4 | 0 | Pass | null
381280733 | TNB | DISTRIBUTION | KUALA SELANGOR | Existing | RYB | 230/400 V |  |  | SERVICE LINE |  | 70_4C_AL_XLPE |  |  |  | 0.700 m |  | 4 | 0 | Pass | null
381280738 | TNB | DISTRIBUTION | KUALA SELANGOR | Existing | RYB | 230/400 V |  |  | SERVICE LINE |  | 70_4C_AL_XLPE |  |  |  | 12.205 m | NETWORK TIADA | 4 | 0 | Pass | null
381280743 | TNB | DISTRIBUTION | KUALA SELANGOR | Existing | RYB | 230/400 V |  |  | SERVICE LINE |  | 70_4C_AL_XLPE |  |  |  | 1.704 m |  | 4 | 0 | Pass | null
381280748 | TNB | DISTRIBUTION | KUALA SELANGOR | Existing | RYB | 230/400 V |  |  | LV LINE |  | 185_4C_AL_XLPE |  |  |  | 99.369 m |  | 4 | 0 | Pass | null
381280753 | TNB | DISTRIBUTION | KUALA SELANGOR | Existing | RYB | 230/400 V |  |  | LV LINE |  | 185_4C_AL_XLPE |  |  |  | 95.943 m |  | 4 | 0 | Pass | null
381280758 | TNB | DISTRIBUTION | KUALA SELANGOR | Existing | RYB | 230/400 V |  |  | LV LINE |  | 185_4C_AL_XLPE |  |  |  | 30.390 m |  | 4 | 0 | Pass | null
381280773 | TNB | DISTRIBUTION | KUALA SELANGOR | Existing | RYB | 230/400 V |  |  | LV LINE |  | 185_4C_AL_XLPE |  |  |  | 153.384 m |  | 4 | 0 | Pass | null
381280778 | TNB | DISTRIBUTION | KUALA SELANGOR | Existing | RYB | 230/400 V |  |  | LV LINE |  | 185_4C_AL_XLPE |  |  |  | 152.886 m |  | 4 | 0 | Pass | null
381280783 | TNB | DISTRIBUTION | KUALA SELANGOR | Existing | RYB | 230/400 V |  |  | LV LINE |  | 185_4C_AL_XLPE |  |  |  | 152.950 m |  | 4 | 0 | Pass | null
381280788 | TNB | DISTRIBUTION | KUALA SELANGOR | Existing | RYB | 230/400 V |  |  | LV LINE |  | 185_4C_AL_XLPE |  |  |  | 24.012 m |  | 4 | 0 | Pass | null
381280793 | TNB | DISTRIBUTION | KUALA SELANGOR | Existing | RYB | 230/400 V |  |  | LV LINE |  | 185_4C_AL_XLPE |  |  |  | 24.829 m |  | 4 | 0 | Pass | null
381280798 | TNB | DISTRIBUTION | KUALA SELANGOR | Existing | RYB | 230/400 V |  |  | LV LINE |  | 300_4C_AL_PILC |  |  |  | 120.188 m |  | 4 | 0 | Pass | null
381280803 | TNB | DISTRIBUTION | KUALA SELANGOR | Existing | RYB | 230/400 V |  |  | SERVICE LINE |  | 70_4C_AL_XLPE |  |  |  | 4.001 m |  | 4 | 0 | Pass | null
381280808 | TNB | DISTRIBUTION | KUALA SELANGOR | Existing | RYB | 230/400 V |  |  | SERVICE LINE |  | 70_4C_AL_XLPE |  |  |  | 2.001 m |  | 4 | 0 | Pass | null
381280818 | TNB | DISTRIBUTION | KUALA SELANGOR | Existing | RYB | 230/400 V |  |  | SERVICE LINE |  | 70_4C_AL_XLPE |  |  |  | 2.001 m |  | 4 | 0 | Pass | null
381280823 | TNB | DISTRIBUTION | KUALA SELANGOR | Existing | RYB | 230/400 V |  |  | SERVICE LINE |  | 70_4C_AL_XLPE |  |  |  | 2.001 m |  | 4 | 0 | Pass | null
381280828 | TNB | DISTRIBUTION | KUALA SELANGOR | Existing | RYB | 230/400 V |  |  | SERVICE LINE |  | 70_4C_AL_XLPE |  |  |  | 2.001 m |  | 4 | 0 | Pass | null
381280838 | TNB | DISTRIBUTION | KUALA SELANGOR | Existing | RYB | 230/400 V |  |  | SERVICE LINE |  | 70_4C_AL_XLPE |  |  |  | 4.002 m |  | 4 | 0 | Pass | null
381280843 | TNB | DISTRIBUTION | KUALA SELANGOR | Existing | RYB | 230/400 V |  |  | LV LINE |  | 185_4C_AL_XLPE |  |  |  | 42.030 m |  | 4 | 0 | Pass | null
381280848 | TNB | DISTRIBUTION | KUALA SELANGOR | Existing | RYB | 230/400 V |  |  | LV LINE |  | 185_4C_AL_XLPE |  |  |  | 42.626 m |  | 4 | 0 | Pass | null
381280853 | TNB | DISTRIBUTION | KUALA SELANGOR | Existing | RYB | 230/400 V |  |  | LV LINE |  | 185_4C_AL_XLPE |  |  |  | 42.072 m |  | 4 | 0 | Pass | null
381280858 | TNB | DISTRIBUTION | KUALA SELANGOR | Existing | RYB | 230/400 V |  |  | LV LINE |  | 185_4C_AL_XLPE |  |  |  | 40.564 m |  | 4 | 0 | Pass | null
381280863 | TNB | DISTRIBUTION | KUALA SELANGOR | Existing | RYB | 230/400 V |  |  | LV LINE |  | 185_4C_AL_XLPE |  |  |  | 47.600 m |  | 4 | 0 | Pass | null
381280868 | TNB | DISTRIBUTION | KUALA SELANGOR | Existing | RYB | 230/400 V |  |  | LV LINE |  | 185_4C_AL_XLPE |  |  |  | 46.895 m |  | 4 | 0 | Pass | null
381280873 | TNB | DISTRIBUTION | KUALA SELANGOR | Existing | RYB | 230/400 V |  |  | LV LINE |  | 185_4C_AL_XLPE |  |  |  | 45.350 m |  | 4 | 0 | Pass | null
381280878 | TNB | DISTRIBUTION | KUALA SELANGOR | Existing | RYB | 230/400 V |  |  | LV LINE |  | 185_4C_AL_XLPE |  |  |  | 70.213 m |  | 4 | 0 | Pass | null
381280883 | TNB | DISTRIBUTION | KUALA SELANGOR | Existing | RYB | 230/400 V |  |  | LV LINE |  | 185_4C_AL_XLPE |  |  |  | 71.157 m |  | 4 | 0 | Pass | null
381280888 | TNB | DISTRIBUTION | KUALA SELANGOR | Existing | RYB | 230/400 V |  |  | LV LINE |  | 185_4C_AL_PILC |  |  |  | 87.802 m |  | 4 | 0 | Pass | null
381280893 | TNB | DISTRIBUTION | KUALA SELANGOR | Existing | RYB | 230/400 V |  |  | LV LINE |  | 185_4C_AL_PILC |  |  |  | 88.967 m |  | 4 | 0 | Pass | null
381280898 | TNB | DISTRIBUTION | KUALA SELANGOR | Existing | RYB | 230/400 V |  |  | LV LINE |  | 185_4C_AL_XLPE |  |  |  | 164.134 m |  | 4 | 0 | Pass | null
381280903 | TNB | DISTRIBUTION | KUALA SELANGOR | Existing | RYB | 230/400 V |  |  | LV LINE |  | 185_4C_AL_XLPE |  |  |  | 41.396 m |  | 4 | 0 | Pass | null
381280908 | TNB | DISTRIBUTION | KUALA SELANGOR | Existing | RYB | 230/400 V |  |  | SERVICE LINE |  | 25_4C_AL_PILC |  |  |  | 12.235 m |  | 4 | 0 | Pass | null
381280918 | TNB | DISTRIBUTION | KUALA SELANGOR | Existing | RYB | 230/400 V |  |  | SERVICE LINE |  | 70_4C_AL_XLPE |  |  |  | 2.076 m |  | 4 | 0 | Pass | null
381280923 | TNB | DISTRIBUTION | KUALA SELANGOR | Existing | RYB | 230/400 V |  |  | SERVICE LINE |  | 25_4C_AL_XLPE |  |  |  | 2.501 m |  | 4 | 0 | Pass | null
381280928 | TNB | DISTRIBUTION | KUALA SELANGOR | Existing | RYB | 230/400 V |  |  | SERVICE LINE |  | 25_4C_AL_XLPE |  |  |  | 1.045 m |  | 4 | 0 | Pass | null
381280934 | TNB | DISTRIBUTION | KUALA SELANGOR | Existing | RYB | 230/400 V |  |  | SERVICE LINE |  | 70_4C_AL_XLPE |  |  |  | 2.251 m |  | 4 | 0 | Pass | null
381280939 | TNB | DISTRIBUTION | KUALA SELANGOR | Existing | RYB | 230/400 V |  |  | SERVICE LINE |  | 25_4C_AL_XLPE |  |  |  | 1.724 m |  | 4 | 0 | Pass | null
381280944 | TNB | DISTRIBUTION | KUALA SELANGOR | Existing | RYB | 230/400 V |  |  | SERVICE LINE |  | 70_4C_AL_PILC |  |  |  | 0.712 m |  | 4 | 0 | Pass | null
381280945 | TNB | DISTRIBUTION | KUALA SELANGOR | Existing | RYB | 230/400 V |  |  | LV LINE |  | 185_4C_AL_XLPE |  |  |  | 266.238 m |  | 4 | 0 | Pass | null
381280950 | TNB | DISTRIBUTION | KUALA SELANGOR | Existing | RYB | 230/400 V |  |  | SERVICE LINE |  | 70_4C_AL_XLPE |  |  |  | 17.351 m |  | 4 | 0 | Pass | null
381280955 | TNB | DISTRIBUTION | KUALA SELANGOR | Existing | RYB | 230/400 V |  |  | SERVICE LINE |  | 25_4C_AL_XLPE |  |  |  | 24.558 m |  | 4 | 0 | Pass | null
381280960 | TNB | DISTRIBUTION | KUALA SELANGOR | Existing | RYB | 230/400 V |  |  | SERVICE LINE |  | 70_4C_AL_XLPE |  |  |  | 209.604 m |  | 4 | 0 | Pass | null
381280965 | TNB | DISTRIBUTION | KUALA SELANGOR | Existing | RYB | 230/400 V |  |  | LV LINE |  | 185_4C_AL_PILC |  |  |  | 25.858 m |  | 4 | 0 | Pass | null
381280970 | TNB | DISTRIBUTION | KUALA SELANGOR | Existing | RYB | 230/400 V |  |  | LV LINE |  | 185_4C_AL_PILC |  |  |  | 27.475 m |  | 4 | 0 | Pass | null
381280975 | TNB | DISTRIBUTION | KUALA SELANGOR | Existing | RYB | 230/400 V |  |  | LV LINE |  | 185_4C_AL_XLPE |  |  |  | 27.640 m |  | 4 | 0 | Pass | null
381280980 | TNB | DISTRIBUTION | KUALA SELANGOR | Existing | RYB | 230/400 V |  |  | SERVICE LINE |  | 70_4C_AL_XLPE |  |  |  | 44.682 m |  | 4 | 0 | Pass | null
381280985 | TNB | DISTRIBUTION | KUALA SELANGOR | Existing | RYB | 230/400 V |  |  | LV LINE |  | 185_4C_AL_XLPE |  |  |  | 199.467 m |  | 4 | 0 | Pass | null
381280990 | TNB | DISTRIBUTION | KUALA SELANGOR | Existing | RYB | 230/400 V |  |  | LV LINE |  | 185_4C_AL_XLPE |  |  |  | 133.316 m |  | 4 | 0 | Pass | null
381280995 | TNB | DISTRIBUTION | KUALA SELANGOR | Existing | RYB | 230/400 V |  |  | SERVICE LINE |  | 25_4C_AL_XLPE |  |  |  | 2.160 m |  | 4 | 0 | Pass | null
381281000 | TNB | DISTRIBUTION | KUALA SELANGOR | Existing | RYB | 230/400 V |  |  | LV LINE |  | 185_4C_AL_XLPE |  |  |  | 138.022 m |  | 4 | 0 | Pass | null
381281005 | TNB | DISTRIBUTION | KUALA SELANGOR | Existing | RYB | 230/400 V |  |  | LV LINE |  | 185_4C_AL_XLPE |  |  |  | 78.463 m |  | 4 | 0 | Pass | null
381281010 | TNB | DISTRIBUTION | KUALA SELANGOR | Existing | RYB | 230/400 V |  |  | SERVICE LINE |  | 25_4C_AL_XLPE |  |  |  | 40.539 m |  | 4 | 0 | Pass | null
381281015 | TNB | DISTRIBUTION | KUALA SELANGOR | Existing | RYB | 230/400 V |  |  | SERVICE LINE |  | 70_4C_AL_PILC |  |  |  | 7.597 m |  | 4 | 0 | Pass | null
381281020 | TNB | DISTRIBUTION | KUALA SELANGOR | Existing | RYB | 230/400 V |  |  | LV LINE |  | 185_4C_AL_XLPE |  |  |  | 36.369 m |  | 4 | 0 | Pass | null
381281025 | TNB | DISTRIBUTION | KUALA SELANGOR | Existing | RYB | 230/400 V |  |  | LV LINE |  | 185_4C_AL_XLPE |  |  |  | 31.134 m |  | 4 | 0 | Pass | null
381281030 | TNB | DISTRIBUTION | KUALA SELANGOR | Existing | RYB | 230/400 V |  |  | LV LINE |  | 185_4C_AL_XLPE |  |  |  | 142.501 m |  | 4 | 0 | Pass | null
381281035 | TNB | DISTRIBUTION | KUALA SELANGOR | Existing | RYB | 230/400 V |  |  | LV LINE |  | 185_4C_AL_XLPE |  |  |  | 16.368 m |  | 4 | 0 | Pass | null
381281040 | TNB | DISTRIBUTION | KUALA SELANGOR | Existing | RYB | 230/400 V |  |  | LV LINE |  | 185_4C_AL_XLPE |  |  |  | 35.024 m |  | 4 | 0 | Pass | null
381281045 | TNB | DISTRIBUTION | KUALA SELANGOR | Existing | RYB | 230/400 V |  |  | LV LINE |  | 185_4C_AL_XLPE |  |  |  | 164.579 m |  | 4 | 0 | Pass | null
381281055 | TNB | DISTRIBUTION | KUALA SELANGOR | Existing | RYB | 230/400 V |  |  | LV LINE |  | 185_4C_AL_XLPE |  |  |  | 44.785 m |  | 4 | 0 | Pass | null
381281060 | TNB | DISTRIBUTION | KUALA SELANGOR | Existing | RYB | 230/400 V |  |  | LV LINE |  | 185_4C_AL_XLPE |  |  |  | 26.766 m |  | 4 | 0 | Pass | null
381281070 | TNB | DISTRIBUTION | KUALA SELANGOR | Existing | RYB | 230/400 V |  |  | LV LINE |  | 185_4C_AL_XLPE |  |  |  | 15.540 m |  | 4 | 0 | Pass | null
381281075 | TNB | DISTRIBUTION | KUALA SELANGOR | Existing | RYB | 230/400 V |  |  | LV LINE |  | 185_4C_AL_PILC |  |  |  | 32.839 m |  | 4 | 0 | Pass | null
381281080 | TNB | DISTRIBUTION | KUALA SELANGOR | Existing | RYB | 230/400 V |  |  | SERVICE LINE |  | 25_4C_AL_XLPE |  |  |  | 8.517 m |  | 4 | 0 | Pass | null
381281085 | TNB | DISTRIBUTION | KUALA SELANGOR | Existing | RYB | 230/400 V |  |  | SERVICE LINE |  | 25_4C_AL_XLPE |  |  |  | 1.248 m |  | 4 | 0 | Pass | null
381281090 | TNB | DISTRIBUTION | KUALA SELANGOR | Existing | RYB | 230/400 V |  |  | SERVICE LINE |  | 25_4C_AL_XLPE |  |  |  | 1.850 m |  | 4 | 0 | Pass | null
381281095 | TNB | DISTRIBUTION | KUALA SELANGOR | Existing | RYB | 230/400 V |  |  | SERVICE LINE |  | 25_4C_AL_XLPE |  |  |  | 20.231 m | punca bekalan tidak diketahui | 4 | 0 | Pass | null
381281100 | TNB | DISTRIBUTION | KUALA SELANGOR | Existing | RYB | 230/400 V |  |  | LV LINE |  | 185_4C_AL_XLPE |  |  |  | 123.083 m | punca bekalan tidak diketahui | 4 | 0 | Pass | null
381281105 | TNB | DISTRIBUTION | KUALA SELANGOR | Existing | RYB | 230/400 V |  |  | LV LINE |  | 185_4C_AL_XLPE |  |  |  | 17.930 m |  | 4 | 0 | Pass | null
381281110 | TNB | DISTRIBUTION | KUALA SELANGOR | Existing | RYB | 230/400 V |  |  | LV LINE |  | 185_4C_AL_XLPE |  |  |  | 91.762 m |  | 4 | 0 | Pass | null
381281115 | TNB | DISTRIBUTION | KUALA SELANGOR | Existing | RYB | 230/400 V |  |  | LV LINE |  | 185_4C_AL_XLPE |  |  |  | 99.320 m | punca bekalan tidak diketahui | 4 | 0 | Pass | null
381281122 | TNB | DISTRIBUTION | KUALA SELANGOR | Existing | RYB | 230/400 V |  |  | SERVICE LINE |  | 25_4C_AL_PILC |  |  |  | 24.052 m |  | 4 | 0 | Pass | null
381318158 | TNB | DISTRIBUTION | KUALA SELANGOR | Existing | RYB | 230/400 V |  |  | LV LINE |  | 300_4C_AL_XLPE |  |  |  | 32.996 m |  | 4 | 0 | Pass | null
381318163 | TNB | DISTRIBUTION | KUALA SELANGOR | Existing | RYB | 230/400 V |  |  | LV LINE |  | 300_4C_AL_XLPE |  |  |  | 33.056 m |  | 4 | 0 | Pass | null
381318168 | TNB | DISTRIBUTION | KUALA SELANGOR | Existing | RYB | 230/400 V |  |  | LV LINE |  | 300_4C_AL_XLPE |  |  |  | 9.658 m |  | 4 | 0 | Pass | null
381318173 | TNB | DISTRIBUTION | KUALA SELANGOR | Existing | RYB | 230/400 V |  |  | LV LINE |  | 300_4C_AL_XLPE |  |  |  | 9.606 m |  | 4 | 0 | Pass | null
381318182 | TNB | DISTRIBUTION | KUALA SELANGOR | Existing | RYB | 230/400 V |  |  | LV LINE |  | 70_4C_AL_XLPE |  |  |  | 35.636 m |  | 4 | 0 | Pass | null
381318367 | TNB | DISTRIBUTION | KUALA SELANGOR | Existing | RYB | 230/400 V |  |  | LV LINE |  | 300_4C_AL_XLPE |  |  |  | 207.453 m |  | 4 | 0 | Pass | null
381318372 | TNB | DISTRIBUTION | KUALA SELANGOR | Existing | RYB | 230/400 V |  |  | LV LINE |  | 300_4C_AL_XLPE |  |  |  | 206.892 m |  | 4 | 0 | Pass | null
381318401 | TNB | DISTRIBUTION | KUALA SELANGOR | Existing | RYB | 230/400 V |  |  | LV LINE |  | 300_4C_AL_XLPE |  |  |  | 107.704 m |  | 4 | 0 | Pass | null
381318406 | TNB | DISTRIBUTION | KUALA SELANGOR | Existing | RYB | 230/400 V |  |  | LV LINE |  | 300_4C_AL_XLPE |  |  |  | 106.347 m |  | 4 | 0 | Pass | null
381318411 | TNB | DISTRIBUTION | KUALA SELANGOR | Existing | RYB | 230/400 V |  |  | LV LINE |  | 300_4C_AL_XLPE |  |  |  | 93.686 m |  | 4 | 0 | Pass | null
381318416 | TNB | DISTRIBUTION | KUALA SELANGOR | Existing | RYB | 230/400 V |  |  | LV LINE |  | 300_4C_AL_XLPE |  |  |  | 92.124 m |  | 4 | 0 | Pass | null
381318421 | TNB | DISTRIBUTION | KUALA SELANGOR | Existing | RYB | 230/400 V |  |  | LV LINE |  | 300_4C_AL_XLPE |  |  |  | 18.554 m |  | 4 | 0 | Pass | null
381318426 | TNB | DISTRIBUTION | KUALA SELANGOR | Existing | RYB | 230/400 V |  |  | LV LINE |  | 300_4C_AL_XLPE |  |  |  | 18.420 m |  | 4 | 0 | Pass | null
381318449 | TNB | DISTRIBUTION | KUALA SELANGOR | Existing | RYB | 230/400 V |  |  | LV LINE |  | 300_4C_AL_XLPE |  |  |  | 51.055 m |  | 4 | 0 | Pass | null
381318454 | TNB | DISTRIBUTION | KUALA SELANGOR | Existing | RYB | 230/400 V |  |  | LV LINE |  | 300_4C_AL_XLPE |  |  |  | 50.924 m |  | 4 | 0 | Pass | null
381318459 | TNB | DISTRIBUTION | KUALA SELANGOR | Existing | RYB | 230/400 V |  |  | LV LINE |  | 300_4C_AL_XLPE |  |  |  | 145.368 m |  | 4 | 0 | Pass | null
381318464 | TNB | DISTRIBUTION | KUALA SELANGOR | Existing | RYB | 230/400 V |  |  | LV LINE |  | 300_4C_AL_XLPE |  |  |  | 146.667 m |  | 4 | 0 | Pass | null
381318578 | TNB | DISTRIBUTION | KUALA SELANGOR | Existing | RYB | 230/400 V |  |  | LV LINE |  | 300_4C_AL_XLPE |  |  |  | 6.420 m |  | 4 | 0 | Pass | null
381318583 | TNB | DISTRIBUTION | KUALA SELANGOR | Existing | RYB | 230/400 V |  |  | LV LINE |  | 300_4C_AL_XLPE |  |  |  | 6.413 m |  | 4 | 0 | Pass | null
381318607 | TNB | DISTRIBUTION | KUALA SELANGOR | Existing | RYB | 230/400 V |  |  | LV LINE |  | 300_4C_AL_XLPE |  |  |  | 9.219 m |  | 4 | 0 | Pass | null
381318616 | TNB | DISTRIBUTION | KUALA SELANGOR | Existing | RYB | 230/400 V |  |  | LV LINE |  | 300_4C_AL_XLPE |  |  |  | 9.236 m |  | 4 | 0 | Pass | null
381318621 | TNB | DISTRIBUTION | KUALA SELANGOR | Existing | RYB | 230/400 V |  |  | LV LINE |  | 300_4C_AL_XLPE |  |  |  | 20.846 m |  | 4 | 0 | Pass | null
381318692 | TNB | DISTRIBUTION | KUALA SELANGOR | Existing | RYB | 230/400 V |  |  | LV LINE |  | 300_4C_AL_XLPE |  |  |  | 4.905 m |  | 4 | 0 | Pass | null
381318698 | TNB | DISTRIBUTION | KUALA SELANGOR | Existing | RYB | 230/400 V |  |  | LV LINE |  | 185_4C_AL_XLPE |  |  |  | 19.092 m |  | 4 | 0 | Pass | null
381318703 | TNB | DISTRIBUTION | KUALA SELANGOR | Existing | RYB | 230/400 V |  |  | LV LINE |  | 185_4C_AL_XLPE |  |  |  | 19.837 m |  | 4 | 0 | Pass | null
381318873 | TNB | DISTRIBUTION | KUALA SELANGOR | Existing | RYB | 230/400 V |  |  | LV LINE |  | 185_4C_AL_XLPE |  |  |  | 45.267 m |  | 4 | 0 | Pass | null
381318919 | TNB | DISTRIBUTION | KUALA SELANGOR | Existing | RYB | 230/400 V |  |  | LV LINE |  | 185_4C_AL_XLPE |  |  |  | 28.049 m |  | 4 | 0 | Pass | null
381318929 | TNB | DISTRIBUTION | KUALA SELANGOR | Existing | RYB | 230/400 V |  |  | LV LINE |  | 185_4C_AL_XLPE |  |  |  | 33.398 m |  | 4 | 0 | Pass | null
381318957 | TNB | DISTRIBUTION | KUALA SELANGOR | Existing | RYB | 230/400 V |  |  | LV LINE |  | 185_4C_AL_XLPE |  |  |  | 31.167 m |  | 4 | 0 | Pass | null
381319048 | TNB | DISTRIBUTION | KUALA SELANGOR | Existing | RYB | 230/400 V |  |  | LV LINE |  | 185_4C_AL_PILC |  |  |  | 68.280 m |  | 4 | 0 | Pass | null
381319053 | TNB | DISTRIBUTION | KUALA SELANGOR | Existing | RYB | 230/400 V |  |  | LV LINE |  | 185_4C_AL_PILC |  |  |  | 35.325 m |  | 4 | 0 | Pass | null
381319089 | TNB | DISTRIBUTION | KUALA SELANGOR | Existing | RYB | 230/400 V |  |  | LV LINE |  | 185_4C_AL_PILC |  |  |  | 13.363 m | UG185PILC | 4 | 0 | Pass | null
381319289 | TNB | DISTRIBUTION | KUALA SELANGOR | Existing | RYB | 230/400 V |  |  | LV LINE |  | 300_4C_AL_PILC |  |  |  | 120.644 m |  | 4 | 0 | Pass | null
381319294 | TNB | DISTRIBUTION | KUALA SELANGOR | Existing | RYB | 230/400 V |  |  | LV LINE |  | 185_4C_AL_PILC |  |  |  | 124.549 m |  | 4 | 0 | Pass | null
381350844 | TNB | DISTRIBUTION | KUALA SELANGOR | Existing | RYB | 230/400 V |  |  | LV LINE |  | 185_4C_AL_XLPE |  |  |  | 97.847 m |  | 4 | 0 | Pass | null
381350849 | TNB | DISTRIBUTION | KUALA SELANGOR | Existing | RYB | 230/400 V |  |  | LV LINE |  | 185_4C_AL_XLPE |  |  |  | 14.607 m |  | 4 | 0 | Pass | null
381350854 | TNB | DISTRIBUTION | KUALA SELANGOR | Existing | RYB | 230/400 V |  |  | SERVICE LINE |  | 25_4C_AL_XLPE |  |  |  | 14.398 m |  | 4 | 0 | Pass | null
381350859 | TNB | DISTRIBUTION | KUALA SELANGOR | Existing | RYB | 230/400 V |  |  | SERVICE LINE |  | 25_4C_AL_XLPE |  |  |  | 1.371 m |  | 4 | 0 | Pass | null
381352598 | TNB | DISTRIBUTION | KUALA SELANGOR | Existing | RYB | 230/400 V |  |  | SERVICE LINE |  | 300_4C_AL_XLPE |  |  |  | 19.037 m |  | 4 | 0 | Pass | null
381352603 | TNB | DISTRIBUTION | KUALA SELANGOR | Existing | RYB | 230/400 V |  |  | SERVICE LINE |  | 300_4C_AL_XLPE |  |  |  | 90.237 m |  | 4 | 0 | Pass | null
381352608 | TNB | DISTRIBUTION | KUALA SELANGOR | Existing | RYB | 230/400 V |  |  | SERVICE LINE |  | 300_4C_AL_XLPE |  |  |  | 169.594 m |  | 4 | 0 | Pass | null
381352613 | TNB | DISTRIBUTION | KUALA SELANGOR | Existing | RYB | 230/400 V |  |  | SERVICE LINE |  | 120_4C_AL_XLPE |  |  |  | 35.258 m |  | 4 | 0 | Pass | null
381352618 | TNB | DISTRIBUTION | KUALA SELANGOR | Existing | RYB | 230/400 V |  |  | SERVICE LINE |  | 120_4C_AL_XLPE |  |  |  | 77.978 m |  | 4 | 0 | Pass | null
381352623 | TNB | DISTRIBUTION | KUALA SELANGOR | Existing | RYB | 230/400 V |  |  | SERVICE LINE |  | 25_4C_AL_XLPE |  |  |  | 53.177 m |  | 4 | 0 | Pass | null
381352628 | TNB | DISTRIBUTION | KUALA SELANGOR | Existing | RYB | 230/400 V |  |  | SERVICE LINE |  | 25_4C_AL_XLPE |  |  |  | 6.363 m |  | 4 | 0 | Pass | null
381352633 | TNB | DISTRIBUTION | KUALA SELANGOR | Existing | RYB | 230/400 V |  |  | SERVICE LINE |  | 25_4C_AL_XLPE |  |  |  | 6.214 m |  | 4 | 0 | Pass | null
381352638 | TNB | DISTRIBUTION | KUALA SELANGOR | Existing | RYB | 230/400 V |  |  | SERVICE LINE |  | 25_4C_AL_XLPE |  |  |  | 81.850 m |  | 4 | 0 | Pass | null
381352643 | TNB | DISTRIBUTION | KUALA SELANGOR | Existing | RYB | 230/400 V |  |  | SERVICE LINE |  | 25_4C_AL_XLPE |  |  |  | 6.934 m |  | 4 | 0 | Pass | null
381352648 | TNB | DISTRIBUTION | KUALA SELANGOR | Existing | RYB | 230/400 V |  |  | SERVICE LINE |  | 25_4C_AL_XLPE |  |  |  | 6.945 m |  | 4 | 0 | Pass | null
381352653 | TNB | DISTRIBUTION | KUALA SELANGOR | Existing | RYB | 230/400 V |  |  | SERVICE LINE |  | 25_4C_AL_XLPE |  |  |  | 110.643 m |  | 4 | 0 | Pass | null
381352658 | TNB | DISTRIBUTION | KUALA SELANGOR | Existing | RYB | 230/400 V |  |  | SERVICE LINE |  | 25_4C_AL_XLPE |  |  |  | 7.369 m |  | 4 | 0 | Pass | null
381352663 | TNB | DISTRIBUTION | KUALA SELANGOR | Existing | RYB | 230/400 V |  |  | SERVICE LINE |  | 25_4C_AL_XLPE |  |  |  | 7.419 m |  | 4 | 0 | Pass | null
381352668 | TNB | DISTRIBUTION | KUALA SELANGOR | Existing | RYB | 230/400 V |  |  | SERVICE LINE |  | 25_4C_AL_XLPE |  |  |  | 25.375 m |  | 4 | 0 | Pass | null
381352677 | TNB | DISTRIBUTION | KUALA SELANGOR | Existing | RYB | 230/400 V |  |  | SERVICE LINE |  | 25_4C_AL_XLPE |  |  |  | 3.543 m |  | 4 | 0 | Pass | null
381352682 | TNB | DISTRIBUTION | KUALA SELANGOR | Existing | RYB | 230/400 V |  |  | SERVICE LINE |  | 25_4C_AL_XLPE |  |  |  | 3.892 m |  | 4 | 0 | Pass | null
381352687 | TNB | DISTRIBUTION | KUALA SELANGOR | Existing | RYB | 230/400 V |  |  | SERVICE LINE |  | 25_4C_AL_XLPE |  |  |  | 53.719 m |  | 4 | 0 | Pass | null
381352692 | TNB | DISTRIBUTION | KUALA SELANGOR | Existing | RYB | 230/400 V |  |  | SERVICE LINE |  | 25_4C_AL_XLPE |  |  |  | 4.087 m |  | 4 | 0 | Pass | null
381352697 | TNB | DISTRIBUTION | KUALA SELANGOR | Existing | RYB | 230/400 V |  |  | SERVICE LINE |  | 25_4C_AL_XLPE |  |  |  | 4.130 m |  | 4 | 0 | Pass | null
381352702 | TNB | DISTRIBUTION | KUALA SELANGOR | Existing | RYB | 230/400 V |  |  | SERVICE LINE |  | 25_4C_AL_XLPE |  |  |  | 82.868 m |  | 4 | 0 | Pass | null
381352707 | TNB | DISTRIBUTION | KUALA SELANGOR | Existing | RYB | 230/400 V |  |  | SERVICE LINE |  | 25_4C_AL_XLPE |  |  |  | 4.661 m |  | 4 | 0 | Pass | null
381352712 | TNB | DISTRIBUTION | KUALA SELANGOR | Existing | RYB | 230/400 V |  |  | SERVICE LINE |  | 25_4C_AL_XLPE |  |  |  | 4.783 m |  | 4 | 0 | Pass | null
381352717 | TNB | DISTRIBUTION | KUALA SELANGOR | Existing | RYB | 230/400 V |  |  | SERVICE LINE |  | 25_4C_AL_XLPE |  |  |  | 72.589 m |  | 4 | 0 | Pass | null
381352722 | TNB | DISTRIBUTION | KUALA SELANGOR | Existing | RYB | 230/400 V |  |  | SERVICE LINE |  | 25_4C_AL_XLPE |  |  |  | 5.027 m |  | 4 | 0 | Pass | null
381352727 | TNB | DISTRIBUTION | KUALA SELANGOR | Existing | RYB | 230/400 V |  |  | SERVICE LINE |  | 25_4C_AL_XLPE |  |  |  | 4.908 m |  | 4 | 0 | Pass | null
381352732 | TNB | DISTRIBUTION | KUALA SELANGOR | Existing | RYB | 230/400 V |  |  | SERVICE LINE |  | 25_4C_AL_XLPE |  |  |  | 101.567 m |  | 4 | 0 | Pass | null
381352737 | TNB | DISTRIBUTION | KUALA SELANGOR | Existing | RYB | 230/400 V |  |  | SERVICE LINE |  | 25_4C_AL_XLPE |  |  |  | 5.549 m |  | 4 | 0 | Pass | null
381352742 | TNB | DISTRIBUTION | KUALA SELANGOR | Existing | RYB | 230/400 V |  |  | SERVICE LINE |  | 25_4C_AL_XLPE |  |  |  | 5.365 m |  | 4 | 0 | Pass | null
381352747 | TNB | DISTRIBUTION | KUALA SELANGOR | Existing | RYB | 230/400 V |  |  | SERVICE LINE |  | 25_4C_AL_XLPE |  |  |  | 32.492 m |  | 4 | 0 | Pass | null
381352752 | TNB | DISTRIBUTION | KUALA SELANGOR | Existing | RYB | 230/400 V |  |  | SERVICE LINE |  | 25_4C_AL_XLPE |  |  |  | 29.885 m |  | 4 | 0 | Pass | null
381352757 | TNB | DISTRIBUTION | KUALA SELANGOR | Existing | RYB | 230/400 V |  |  | SERVICE LINE |  | 25_4C_AL_XLPE |  |  |  | 8.790 m |  | 4 | 0 | Pass | null
381352762 | TNB | DISTRIBUTION | KUALA SELANGOR | Existing | RYB | 230/400 V |  |  | SERVICE LINE |  | 25_4C_AL_XLPE |  |  |  | 8.852 m |  | 4 | 0 | Pass | null
381352767 | TNB | DISTRIBUTION | KUALA SELANGOR | Existing | RYB | 230/400 V |  |  | SERVICE LINE |  | 25_4C_AL_XLPE |  |  |  | 58.977 m |  | 4 | 0 | Pass | null
381352772 | TNB | DISTRIBUTION | KUALA SELANGOR | Existing | RYB | 230/400 V |  |  | SERVICE LINE |  | 25_4C_AL_XLPE |  |  |  | 9.167 m |  | 4 | 0 | Pass | null
381352777 | TNB | DISTRIBUTION | KUALA SELANGOR | Existing | RYB | 230/400 V |  |  | SERVICE LINE |  | 25_4C_AL_XLPE |  |  |  | 9.316 m |  | 4 | 0 | Pass | null
381352782 | TNB | DISTRIBUTION | KUALA SELANGOR | Existing | RYB | 230/400 V |  |  | SERVICE LINE |  | 25_4C_AL_XLPE |  |  |  | 82.021 m |  | 4 | 0 | Pass | null
381352787 | TNB | DISTRIBUTION | KUALA SELANGOR | Existing | RYB | 230/400 V |  |  | SERVICE LINE |  | 25_4C_AL_XLPE |  |  |  | 58.692 m |  | 4 | 0 | Pass | null
381352792 | TNB | DISTRIBUTION | KUALA SELANGOR | Existing | RYB | 230/400 V |  |  | SERVICE LINE |  | 25_4C_AL_XLPE |  |  |  | 15.161 m |  | 4 | 0 | Pass | null
381352797 | TNB | DISTRIBUTION | KUALA SELANGOR | Existing | RYB | 230/400 V |  |  | SERVICE LINE |  | 25_4C_AL_XLPE |  |  |  | 14.823 m |  | 4 | 0 | Pass | null
381352802 | TNB | DISTRIBUTION | KUALA SELANGOR | Existing | RYB | 230/400 V |  |  | SERVICE LINE |  | 25_4C_AL_XLPE |  |  |  | 15.265 m |  | 4 | 0 | Pass | null
381352807 | TNB | DISTRIBUTION | KUALA SELANGOR | Existing | RYB | 230/400 V |  |  | SERVICE LINE |  | 25_4C_AL_XLPE |  |  |  | 14.962 m |  | 4 | 0 | Pass | null
381352894 | TNB | DISTRIBUTION | KUALA SELANGOR | Existing | RYB | 230/400 V |  |  | SERVICE LINE |  | 70_4C_AL_XLPE |  |  |  | 45.971 m |  | 4 | 0 | Pass | null
381352899 | TNB | DISTRIBUTION | KUALA SELANGOR | Existing | RYB | 230/400 V |  |  | SERVICE LINE |  | 70_4C_AL_XLPE |  |  |  | 61.736 m |  | 4 | 0 | Pass | null
381352904 | TNB | DISTRIBUTION | KUALA SELANGOR | Existing | RYB | 230/400 V |  |  | SERVICE LINE |  | 70_4C_AL_XLPE |  |  |  | 50.892 m |  | 4 | 0 | Pass | null
381352909 | TNB | DISTRIBUTION | KUALA SELANGOR | Existing | RYB | 230/400 V |  |  | SERVICE LINE |  | 70_4C_AL_XLPE |  |  |  | 65.792 m |  | 4 | 0 | Pass | null
381352914 | TNB | DISTRIBUTION | KUALA SELANGOR | Existing | RYB | 230/400 V |  |  | SERVICE LINE |  | 70_4C_AL_XLPE |  |  |  | 88.091 m |  | 4 | 0 | Pass | null
381352919 | TNB | DISTRIBUTION | KUALA SELANGOR | Existing | RYB | 230/400 V |  |  | SERVICE LINE |  | 70_4C_AL_XLPE |  |  |  | 50.157 m |  | 4 | 0 | Pass | null
381352924 | TNB | DISTRIBUTION | KUALA SELANGOR | Existing | RYB | 230/400 V |  |  | SERVICE LINE |  | 70_4C_AL_XLPE |  |  |  | 68.235 m |  | 4 | 0 | Pass | null
381352929 | TNB | DISTRIBUTION | KUALA SELANGOR | Existing | RYB | 230/400 V |  |  | SERVICE LINE |  | 70_4C_AL_XLPE |  |  |  | 101.801 m |  | 4 | 0 | Pass | null
381352934 | TNB | DISTRIBUTION | KUALA SELANGOR | Existing | RYB | 230/400 V |  |  | SERVICE LINE |  | 70_4C_AL_XLPE |  |  |  | 66.579 m |  | 4 | 0 | Pass | null
381352939 | TNB | DISTRIBUTION | KUALA SELANGOR | Existing | RYB | 230/400 V |  |  | SERVICE LINE |  | 70_4C_AL_XLPE |  |  |  | 69.755 m |  | 4 | 0 | Pass | null
381352944 | TNB | DISTRIBUTION | KUALA SELANGOR | Existing | RYB | 230/400 V |  |  | SERVICE LINE |  | 70_4C_AL_XLPE |  |  |  | 93.982 m |  | 4 | 0 | Pass | null
381352949 | TNB | DISTRIBUTION | KUALA SELANGOR | Existing | RYB | 230/400 V |  |  | SERVICE LINE |  | 300_4C_AL_XLPE |  |  |  | 28.125 m |  | 4 | 0 | Pass | null
381352954 | TNB | DISTRIBUTION | KUALA SELANGOR | Existing | RYB | 230/400 V |  |  | SERVICE LINE |  | 300_4C_AL_XLPE |  |  |  | 129.570 m |  | 4 | 0 | Pass | null
381352959 | TNB | DISTRIBUTION | KUALA SELANGOR | Existing | RYB | 230/400 V |  |  | SERVICE LINE |  | 300_4C_AL_XLPE |  |  |  | 130.829 m |  | 4 | 0 | Pass | null
381352964 | TNB | DISTRIBUTION | KUALA SELANGOR | Existing | RYB | 230/400 V |  |  | SERVICE LINE |  | 300_4C_AL_XLPE |  |  |  | 28.368 m |  | 4 | 0 | Pass | null
381352974 | TNB | DISTRIBUTION | KUALA SELANGOR | Existing | RYB | 230/400 V |  |  | LV LINE |  | 185_4C_AL_XLPE |  |  |  | 112.155 m |  | 4 | 0 | Pass | null
381352984 | TNB | DISTRIBUTION | KUALA SELANGOR | Existing | RYB | 230/400 V |  |  | SERVICE LINE |  | 25_4C_AL_XLPE |  |  |  | 18.286 m |  | 4 | 0 | Pass | null
381352985 | TNB | DISTRIBUTION | KUALA SELANGOR | Existing | RYB | 230/400 V |  |  | SERVICE LINE |  | 25_4C_AL_XLPE |  |  |  | 12.180 m |  | 4 | 0 | Pass | null
381352986 | TNB | DISTRIBUTION | KUALA SELANGOR | Existing | RYB | 230/400 V |  |  | SERVICE LINE |  | 25_4C_AL_XLPE |  |  |  | 0.914 m |  | 4 | 0 | Pass | null
381352987 | TNB | DISTRIBUTION | KUALA SELANGOR | Existing | RYB | 230/400 V |  |  | SERVICE LINE |  | 25_4C_AL_XLPE |  |  |  | 0.879 m |  | 4 | 0 | Pass | null
381352988 | TNB | DISTRIBUTION | KUALA SELANGOR | Existing | RYB | 230/400 V |  |  | LV LINE |  | 185_4C_AL_XLPE |  |  |  | 26.273 m |  | 4 | 0 | Pass | null
381352993 | TNB | DISTRIBUTION | KUALA SELANGOR | Existing | RYB | 230/400 V |  |  | LV LINE |  | 185_4C_AL_XLPE |  |  |  | 32.274 m |  | 4 | 0 | Pass | null
381353003 | TNB | DISTRIBUTION | KUALA SELANGOR | Existing | RYB | 230/400 V |  |  | LV LINE |  | 185_4C_AL_XLPE |  |  |  | 27.037 m |  | 4 | 0 | Pass | null
381353008 | TNB | DISTRIBUTION | KUALA SELANGOR | Existing | RYB | 230/400 V |  |  | LV LINE |  | 185_4C_AL_XLPE |  |  |  | 16.715 m |  | 4 | 0 | Pass | null
381353013 | TNB | DISTRIBUTION | KUALA SELANGOR | Existing | RYB | 230/400 V |  |  | SERVICE LINE |  | 25_4C_AL_XLPE |  |  |  | 6.014 m |  | 4 | 0 | Pass | null
381353021 | TNB | DISTRIBUTION | KUALA SELANGOR | Existing | RYB | 230/400 V |  |  | LV LINE |  | 185_4C_AL_PILC |  |  |  | 8.176 m |  | 4 | 0 | Pass | null
381353026 | TNB | DISTRIBUTION | KUALA SELANGOR | Existing | RYB | 230/400 V |  |  | LV LINE |  | 70_4C_AL_XLPE |  |  |  | 27.891 m |  | 4 | 0 | Pass | null
381353031 | TNB | DISTRIBUTION | KUALA SELANGOR | Existing | RYB | 230/400 V |  |  | LV LINE |  | 185_4C_AL_XLPE |  |  |  | 17.659 m |  | 4 | 0 | Pass | null
381353036 | TNB | DISTRIBUTION | KUALA SELANGOR | Existing | RYB | 230/400 V |  |  | SERVICE LINE |  | 185_4C_AL_XLPE |  |  |  | 2.615 m |  | 4 | 0 | Pass | null
381353041 | TNB | DISTRIBUTION | KUALA SELANGOR | Existing | RYB | 230/400 V |  |  | SERVICE LINE |  | 185_4C_AL_XLPE |  |  |  | 0.730 m |  | 4 | 0 | Pass | null
381353046 | TNB | DISTRIBUTION | KUALA SELANGOR | Existing | RYB | 230/400 V |  |  | LV LINE |  | 185_4C_AL_XLPE |  |  |  | 212.669 m |  | 4 | 0 | Pass | null
381353051 | TNB | DISTRIBUTION | KUALA SELANGOR | Existing | RYB | 230/400 V |  |  | LV LINE |  | 185_4C_AL_XLPE |  |  |  | 8.281 m |  | 4 | 0 | Pass | null
381353056 | TNB | DISTRIBUTION | KUALA SELANGOR | Existing | RYB | 230/400 V |  |  | LV LINE |  | 185_4C_AL_XLPE |  |  |  | 7.281 m |  | 4 | 0 | Pass | null
381353061 | TNB | DISTRIBUTION | KUALA SELANGOR | Existing | RYB | 230/400 V |  |  | SERVICE LINE |  | 25_4C_AL_XLPE |  |  |  | 2.055 m |  | 4 | 0 | Pass | null
381353066 | TNB | DISTRIBUTION | KUALA SELANGOR | Existing | RYB | 230/400 V |  |  | SERVICE LINE |  | 25_4C_AL_XLPE |  |  |  | 0.664 m |  | 4 | 0 | Pass | null
381353071 | TNB | DISTRIBUTION | KUALA SELANGOR | Existing | RYB | 230/400 V |  |  | LV LINE |  | 185_4C_AL_XLPE |  |  |  | 144.256 m |  | 4 | 0 | Pass | null
381353076 | TNB | DISTRIBUTION | KUALA SELANGOR | Existing | RYB | 230/400 V |  |  | SERVICE LINE |  | 25_4C_AL_XLPE |  |  |  | 10.754 m |  | 4 | 0 | Pass | null
381353081 | TNB | DISTRIBUTION | KUALA SELANGOR | Existing | RYB | 230/400 V |  |  | SERVICE LINE |  | 25_4C_AL_XLPE |  |  |  | 0.600 m |  | 4 | 0 | Pass | null
381353086 | TNB | DISTRIBUTION | KUALA SELANGOR | Existing | RYB | 230/400 V |  |  | SERVICE LINE |  | 25_4C_AL_XLPE |  |  |  | 1.381 m |  | 4 | 0 | Pass | null
381353091 | TNB | DISTRIBUTION | KUALA SELANGOR | Existing | RYB | 230/400 V |  |  | SERVICE LINE |  | 25_4C_AL_XLPE |  |  |  | 0.509 m |  | 4 | 0 | Pass | null
381353096 | TNB | DISTRIBUTION | KUALA SELANGOR | Existing | RYB | 230/400 V |  |  | LV LINE |  | 185_4C_AL_XLPE |  |  |  | 186.893 m |  | 4 | 0 | Pass | null
381353106 | TNB | DISTRIBUTION | KUALA SELANGOR | Existing | RYB | 230/400 V |  |  | SERVICE LINE |  | 185_4C_AL_PILC |  |  |  | 19.967 m |  | 4 | 0 | Pass | null
381353111 | TNB | DISTRIBUTION | KUALA SELANGOR | Existing | RYB | 230/400 V |  |  | LV LINE |  | 185_4C_AL_XLPE |  |  |  | 21.315 m |  | 4 | 0 | Pass | null
381353121 | TNB | DISTRIBUTION | KUALA SELANGOR | Existing | RYB | 230/400 V |  |  | LV LINE |  | 120_4C_AL_XLPE |  |  |  | 41.206 m |  | 4 | 0 | Pass | null
381353126 | TNB | DISTRIBUTION | KUALA SELANGOR | Existing | RYB | 230/400 V |  |  | SERVICE LINE |  | 25_4C_AL_XLPE |  |  |  | 16.114 m |  | 4 | 0 | Pass | null
381353131 | TNB | DISTRIBUTION | KUALA SELANGOR | Existing | RYB | 230/400 V |  |  | LV LINE |  | 70_4C_AL_XLPE |  |  |  | 18.871 m |  | 4 | 0 | Pass | null
381353141 | TNB | DISTRIBUTION | KUALA SELANGOR | Existing | RYB | 230/400 V |  |  | LV LINE |  | 70_4C_AL_XLPE |  |  |  | 54.291 m |  | 4 | 0 | Pass | null
381353149 | TNB | DISTRIBUTION | KUALA SELANGOR | Existing | RYB | 230/400 V |  |  | LV LINE |  | 120_4C_AL_XLPE |  |  |  | 29.294 m |  | 4 | 0 | Pass | null
381353154 | TNB | DISTRIBUTION | KUALA SELANGOR | Existing | RYB | 230/400 V |  |  | LV LINE |  | 120_4C_AL_XLPE |  |  |  | 98.942 m |  | 4 | 0 | Pass | null
381353159 | TNB | DISTRIBUTION | KUALA SELANGOR | Existing | RYB | 230/400 V |  |  | LV LINE |  | 120_4C_AL_XLPE |  |  |  | 40.015 m |  | 4 | 0 | Pass | null
381353164 | TNB | DISTRIBUTION | KUALA SELANGOR | Existing | RYB | 230/400 V |  |  | LV LINE |  | 120_4C_AL_XLPE |  |  |  | 151.770 m |  | 4 | 0 | Pass | null
381353169 | TNB | DISTRIBUTION | KUALA SELANGOR | Existing | RYB | 230/400 V |  |  | SERVICE LINE |  | 70_4C_AL_XLPE |  |  |  | 2.602 m |  | 4 | 0 | Pass | null
381353174 | TNB | DISTRIBUTION | KUALA SELANGOR | Existing | RYB | 230/400 V |  |  | LV LINE |  | 185_4C_AL_XLPE |  |  |  | 31.017 m |  | 4 | 0 | Pass | null
381353179 | TNB | DISTRIBUTION | KUALA SELANGOR | Existing | RYB | 230/400 V |  |  | LV LINE |  | 185_4C_AL_XLPE |  |  |  | 31.941 m |  | 4 | 0 | Pass | null
381353184 | TNB | DISTRIBUTION | KUALA SELANGOR | Existing | RYB | 230/400 V |  |  | LV LINE |  | 120_4C_AL_XLPE |  |  |  | 23.361 m |  | 4 | 0 | Pass | null
381353189 | TNB | DISTRIBUTION | KUALA SELANGOR | Existing | RYB | 230/400 V |  |  | LV LINE |  | 185_4C_AL_XLPE |  |  |  | 62.435 m |  | 4 | 0 | Pass | null
381353194 | TNB | DISTRIBUTION | KUALA SELANGOR | Existing | RYB | 230/400 V |  |  | LV LINE |  | 185_4C_AL_XLPE |  |  |  | 116.564 m |  | 4 | 0 | Pass | null
381353199 | TNB | DISTRIBUTION | KUALA SELANGOR | Existing | RYB | 230/400 V |  |  | LV LINE |  | 185_4C_AL_XLPE |  |  |  | 115.247 m |  | 4 | 0 | Pass | null
381353204 | TNB | DISTRIBUTION | KUALA SELANGOR | Existing | RYB | 230/400 V |  |  | SERVICE LINE |  | 70_4C_AL_XLPE |  |  |  | 0.615 m |  | 4 | 0 | Pass | null
381353209 | TNB | DISTRIBUTION | KUALA SELANGOR | Existing | RYB | 230/400 V |  |  | LV LINE |  | 185_4C_AL_XLPE |  |  |  | 31.276 m |  | 4 | 0 | Pass | null
381353214 | TNB | DISTRIBUTION | KUALA SELANGOR | Existing | RYB | 230/400 V |  |  | LV LINE |  | 185_4C_AL_XLPE |  |  |  | 188.087 m |  | 4 | 0 | Pass | null
381353219 | TNB | DISTRIBUTION | KUALA SELANGOR | Existing | RYB | 230/400 V |  |  | LV LINE |  | 185_4C_AL_XLPE |  |  |  | 253.192 m |  | 4 | 0 | Pass | null
381353224 | TNB | DISTRIBUTION | KUALA SELANGOR | Existing | RYB | 230/400 V |  |  | LV LINE |  | 185_4C_AL_XLPE |  |  |  | 119.088 m |  | 4 | 0 | Pass | null
381353229 | TNB | DISTRIBUTION | KUALA SELANGOR | Existing | RYB | 230/400 V |  |  | LV LINE |  | 185_4C_AL_XLPE |  |  |  | 149.326 m |  | 4 | 0 | Pass | null
381353234 | TNB | DISTRIBUTION | KUALA SELANGOR | Existing | RYB | 230/400 V |  |  | LV LINE |  | 185_4C_AL_XLPE |  |  |  | 76.544 m |  | 4 | 0 | Pass | null
381353239 | TNB | DISTRIBUTION | KUALA SELANGOR | Existing | RYB | 230/400 V |  |  | LV LINE |  | 185_4C_AL_XLPE |  |  |  | 74.221 m |  | 4 | 0 | Pass | null
381353247 | TNB | DISTRIBUTION | KUALA SELANGOR | Existing | RYB | 230/400 V |  |  | SERVICE LINE |  | 70_4C_AL_XLPE |  |  |  | 20.241 m |  | 4 | 0 | Pass | null
381353252 | TNB | DISTRIBUTION | KUALA SELANGOR | Existing | RYB | 230/400 V |  |  | SERVICE LINE |  | 25_4C_AL_PILC |  |  |  | 15.780 m |  | 4 | 0 | Pass | null
381353257 | TNB | DISTRIBUTION | KUALA SELANGOR | Existing | RYB | 230/400 V |  |  | LV LINE |  | 185_4C_AL_XLPE |  |  |  | 3.603 m |  | 4 | 0 | Pass | null
381353262 | TNB | DISTRIBUTION | KUALA SELANGOR | Existing | RYB | 230/400 V |  |  | LV LINE |  | 185_4C_AL_XLPE |  |  |  | 3.383 m |  | 4 | 0 | Pass | null
381353267 | TNB | DISTRIBUTION | KUALA SELANGOR | Existing | RYB | 230/400 V |  |  | LV LINE |  | 70_4C_AL_XLPE |  |  |  | 3.044 m |  | 4 | 0 | Pass | null
381353281 | TNB | DISTRIBUTION | KUALA SELANGOR | Existing | RYB | 230/400 V |  |  | SERVICE LINE |  | 300_4C_AL_XLPE |  |  |  | 11.839 m |  | 4 | 0 | Pass | null
381353286 | TNB | DISTRIBUTION | KUALA SELANGOR | Existing | RYB | 230/400 V |  |  | SERVICE LINE |  | 300_4C_AL_XLPE |  |  |  | 12.154 m |  | 4 | 0 | Pass | null
381353297 | TNB | DISTRIBUTION | KUALA SELANGOR | Existing | RYB | 230/400 V |  |  | SERVICE LINE |  | 185_4C_AL_XLPE |  |  |  | 20.257 m |  | 4 | 0 | Pass | null
381353302 | TNB | DISTRIBUTION | KUALA SELANGOR | Existing | RYB | 230/400 V |  |  | SERVICE LINE |  | 185_4C_AL_XLPE |  |  |  | 20.865 m |  | 4 | 0 | Pass | null
381353307 | TNB | DISTRIBUTION | KUALA SELANGOR | Existing | RYB | 230/400 V |  |  | SERVICE LINE |  | 185_4C_AL_XLPE |  |  |  | 42.758 m |  | 4 | 0 | Pass | null
381353334 | TNB | DISTRIBUTION | KUALA SELANGOR | Existing | RYB | 230/400 V |  |  | SERVICE LINE |  | 185_4C_AL_XLPE |  |  |  | 11.572 m |  | 4 | 0 | Pass | null
381353454 | TNB | DISTRIBUTION | KUALA SELANGOR | Existing | RYB | 230/400 V |  |  | SERVICE LINE |  | 185_4C_AL_XLPE |  |  |  | 10.233 m |  | 4 | 0 | Pass | null
381353459 | TNB | DISTRIBUTION | KUALA SELANGOR | Existing | RYB | 230/400 V |  |  | SERVICE LINE |  | 185_4C_AL_XLPE |  |  |  | 6.542 m |  | 4 | 0 | Pass | null
381353464 | TNB | DISTRIBUTION | KUALA SELANGOR | Existing | RYB | 230/400 V |  |  | SERVICE LINE |  | 300_4C_AL_XLPE |  |  |  | 26.619 m |  | 4 | 0 | Pass | null
381353469 | TNB | DISTRIBUTION | KUALA SELANGOR | Existing | RYB | 230/400 V |  |  | SERVICE LINE |  | 25_4C_AL_XLPE |  |  |  | 65.244 m |  | 4 | 0 | Pass | null
381353474 | TNB | DISTRIBUTION | KUALA SELANGOR | Existing | RYB | 230/400 V |  |  | LV LINE |  | 185_4C_AL_XLPE |  |  |  | 6.609 m |  | 4 | 0 | Pass | null
381353499 | TNB | DISTRIBUTION | KUALA SELANGOR | Existing | RYB | 230/400 V |  |  | SERVICE LINE |  | 70_4C_AL_XLPE |  |  |  | 15.266 m |  | 4 | 0 | Pass | null
381353504 | TNB | DISTRIBUTION | KUALA SELANGOR | Existing | RYB | 230/400 V |  |  | SERVICE LINE |  | 70_4C_AL_XLPE |  |  |  | 10.654 m |  | 4 | 0 | Pass | null
381363074 | TNB | DISTRIBUTION | KUALA SELANGOR | Existing | RYB | 230/400 V | Unknown |  | LV LINE |  | 7X_300_1C_AL_PVC/PVC |  |  |  | 0.251 m |  | 7 | 0 | Pass | null
381363216 | TNB | DISTRIBUTION | KUALA SELANGOR | Existing | RYB | 230/400 V | Unknown |  | LV LINE |  | 7X_300_1C_AL_PVC/PVC |  |  |  | 0.241 m |  | 7 | 0 | Pass | null
381363357 | TNB | DISTRIBUTION | KUALA SELANGOR | Existing | RYB | 230/400 V | Unknown |  | LV LINE |  | 4X_300_1C_AL_PVC/PVC |  |  |  | 0.335 m |  | 4 | 0 | Pass | null
381363496 | TNB | DISTRIBUTION | KUALA SELANGOR | Existing | RYB | 230/400 V | Unknown |  | LV LINE |  | 4X_300_1C_AL_PVC/PVC |  |  |  | 0.304 m |  | 4 | 0 | Pass | null
381363634 | TNB | DISTRIBUTION | KUALA SELANGOR | Existing | RYB | 230/400 V | Unknown |  | LV LINE |  | 7X_300_1C_AL_PVC/PVC |  |  |  | 0.382 m |  | 7 | 0 | Pass | null
381363773 | TNB | DISTRIBUTION | KUALA SELANGOR | Existing | RYB | 230/400 V | Unknown |  | LV LINE |  | 4X_300_1C_AL_PVC/PVC |  |  |  | 0.557 m |  | 4 | 0 | Pass | null
381363903 | TNB | DISTRIBUTION | KUALA SELANGOR | Existing | RYB | 230/400 V | Unknown |  | LV LINE |  | 7X_300_1C_AL_PVC/PVC |  |  |  | 0.278 m |  | 7 | 0 | Pass | null
381364036 | TNB | DISTRIBUTION | KUALA SELANGOR | Existing | RYB | 230/400 V | Unknown |  | LV LINE |  | 4X_300_1C_AL_PVC/PVC |  |  |  | 0.284 m |  | 4 | 0 | Pass | null
381364167 | TNB | DISTRIBUTION | KUALA SELANGOR | Existing | RYB | 230/400 V | Unknown |  | LV LINE |  | 4X_300_1C_AL_PVC/PVC |  |  |  | 0.480 m |  | 4 | 0 | Pass | null
381364307 | TNB | DISTRIBUTION | KUALA SELANGOR | Existing | RYB | 230/400 V | Unknown |  | LV LINE |  | 7X_500_1C_CU_PVC/PVC |  |  |  | 0.322 m |  | 7 | 0 | Pass | null
381481467 | TNB | DISTRIBUTION | KUALA SELANGOR | Existing | RYB | 230/400 V |  |  | LV LINE |  | 185_4C_AL_XLPE |  |  |  | 46.084 m |  | 4 | 0 | Pass | null
381481477 | TNB | DISTRIBUTION | KUALA SELANGOR | Existing | RYB | 230/400 V |  |  | LV LINE |  | 185_4C_AL_XLPE |  |  |  | 38.932 m |  | 4 | 0 | Pass | null
381481482 | TNB | DISTRIBUTION | KUALA SELANGOR | Existing | RYB | 230/400 V |  |  | SERVICE LINE |  | 25_4C_AL_PILC |  |  |  | 9.057 m |  | 4 | 0 | Pass | null
381481487 | TNB | DISTRIBUTION | KUALA SELANGOR | Existing | RYB | 230/400 V |  |  | SERVICE LINE |  | 25_4C_AL_PILC |  |  |  | 0.799 m |  | 4 | 0 | Pass | null
381481492 | TNB | DISTRIBUTION | KUALA SELANGOR | Existing | RYB | 230/400 V |  |  | LV LINE |  | 185_4C_AL_XLPE |  |  |  | 46.971 m |  | 4 | 0 | Pass | null
381481502 | TNB | DISTRIBUTION | KUALA SELANGOR | Existing | RYB | 230/400 V |  |  | SERVICE LINE |  | 25_4C_AL_XLPE |  |  |  | 2.786 m |  | 4 | 0 | Pass | null
381481503 | TNB | DISTRIBUTION | KUALA SELANGOR | Existing | RYB | 230/400 V |  |  | LV LINE |  | 25_4C_AL_XLPE |  |  |  | 0.695 m |  | 4 | 0 | Pass | null
381481504 | TNB | DISTRIBUTION | KUALA SELANGOR | Existing | RYB | 230/400 V |  |  | SERVICE LINE |  | 25_4C_AL_XLPE |  |  |  | 40.869 m |  | 4 | 0 | Pass | null
381481510 | TNB | DISTRIBUTION | KUALA SELANGOR | Existing | RYB | 230/400 V |  |  | SERVICE LINE |  | 70_4C_AL_XLPE |  |  |  | 56.955 m |  | 4 | 0 | Pass | null
381481520 | TNB | DISTRIBUTION | KUALA SELANGOR | Existing | RYB | 230/400 V |  |  | LV LINE |  | 185_4C_AL_XLPE |  |  |  | 21.373 m |  | 4 | 0 | Pass | null
381481525 | TNB | DISTRIBUTION | KUALA SELANGOR | Existing | RYB | 230/400 V |  |  | SERVICE LINE |  | 25_4C_AL_XLPE |  |  |  | 5.591 m |  | 4 | 0 | Pass | null
381481533 | TNB | DISTRIBUTION | KUALA SELANGOR | Existing | RYB | 230/400 V |  |  | LV LINE |  | 185_4C_AL_PILC |  |  |  | 35.116 m |  | 4 | 0 | Pass | null
381481543 | TNB | DISTRIBUTION | KUALA SELANGOR | Existing | RYB | 230/400 V |  |  | LV LINE |  | 185_4C_AL_PILC |  |  |  | 32.428 m |  | 4 | 0 | Pass | null
381481548 | TNB | DISTRIBUTION | KUALA SELANGOR | Existing | RYB | 230/400 V |  |  | SERVICE LINE |  | 25_4C_AL_XLPE |  |  |  | 2.633 m |  | 4 | 0 | Pass | null
381481553 | TNB | DISTRIBUTION | KUALA SELANGOR | Existing | RYB | 230/400 V |  |  | SERVICE LINE |  | 25_4C_AL_XLPE |  |  |  | 0.512 m |  | 4 | 0 | Pass | null
381481558 | TNB | DISTRIBUTION | KUALA SELANGOR | Existing | RYB | 230/400 V |  |  | SERVICE LINE |  | 70_4C_AL_XLPE |  |  |  | 0.479 m |  | 4 | 0 | Pass | null
381481563 | TNB | DISTRIBUTION | KUALA SELANGOR | Existing | RYB | 230/400 V |  |  | LV LINE |  | 185_4C_AL_PILC |  |  |  | 109.876 m |  | 4 | 0 | Pass | null
381481568 | TNB | DISTRIBUTION | KUALA SELANGOR | Existing | RYB | 230/400 V |  |  | LV LINE |  | 185_4C_AL_PILC |  |  |  | 109.837 m |  | 4 | 0 | Pass | null
381481588 | TNB | DISTRIBUTION | KUALA SELANGOR | Existing | RYB | 230/400 V |  |  | LV LINE |  | 185_4C_AL_XLPE |  |  |  | 2.298 m |  | 4 | 0 | Pass | null
381481593 | TNB | DISTRIBUTION | KUALA SELANGOR | Existing | RYB | 230/400 V |  |  | LV LINE |  | 185_4C_AL_XLPE |  |  |  | 2.376 m |  | 4 | 0 | Pass | null
381481598 | TNB | DISTRIBUTION | KUALA SELANGOR | Existing | RYB | 230/400 V |  |  | LV LINE |  | 185_4C_AL_XLPE |  |  |  | 74.079 m |  | 4 | 0 | Pass | null
381481603 | TNB | DISTRIBUTION | KUALA SELANGOR | Existing | RYB | 230/400 V |  |  | SERVICE LINE |  | 25_4C_AL_XLPE |  |  |  | 44.150 m |  | 4 | 0 | Pass | null
381481608 | TNB | DISTRIBUTION | KUALA SELANGOR | Existing | RYB | 230/400 V |  |  | SERVICE LINE |  | 25_4C_AL_XLPE |  |  |  | 4.219 m |  | 4 | 0 | Pass | null
381481613 | TNB | DISTRIBUTION | KUALA SELANGOR | Existing | RYB | 230/400 V |  |  | LV LINE |  | 185_4C_AL_XLPE |  |  |  | 11.641 m |  | 4 | 0 | Pass | null
381481618 | TNB | DISTRIBUTION | KUALA SELANGOR | Existing | RYB | 230/400 V |  |  | LV LINE |  | 70_4C_AL_PILC |  |  |  | 10.633 m |  | 4 | 0 | Pass | null
381481628 | TNB | DISTRIBUTION | KUALA SELANGOR | Existing | RYB | 230/400 V |  |  | LV LINE |  | 185_4C_AL_XLPE |  |  |  | 40.774 m |  | 4 | 0 | Pass | null
381481633 | TNB | DISTRIBUTION | KUALA SELANGOR | Existing | RYB | 230/400 V |  |  | LV LINE |  | 185_4C_AL_XLPE |  |  |  | 658.497 m |  | 4 | 0 | Pass | null
381481638 | TNB | DISTRIBUTION | KUALA SELANGOR | Existing | RYB | 230/400 V |  |  | SERVICE LINE |  | 70_4C_AL_XLPE |  |  |  | 31.369 m |  | 4 | 0 | Pass | null
381481643 | TNB | DISTRIBUTION | KUALA SELANGOR | Existing | RYB | 230/400 V |  |  | SERVICE LINE |  | 70_4C_AL_XLPE |  |  |  | 1.727 m |  | 4 | 0 | Pass | null
381481648 | TNB | DISTRIBUTION | KUALA SELANGOR | Existing | RYB | 230/400 V |  |  | LV LINE |  | 70_4C_AL_XLPE |  |  |  | 52.929 m |  | 4 | 0 | Pass | null
381481653 | TNB | DISTRIBUTION | KUALA SELANGOR | Existing | RYB | 230/400 V |  |  | LV LINE |  | 70_4C_AL_XLPE |  |  |  | 81.368 m |  | 4 | 0 | Pass | null
381481658 | TNB | DISTRIBUTION | KUALA SELANGOR | Existing | RYB | 230/400 V |  |  | SERVICE LINE |  | 25_4C_AL_XLPE |  |  |  | 11.188 m |  | 4 | 0 | Pass | null
381481659 | TNB | DISTRIBUTION | KUALA SELANGOR | Existing | RYB | 230/400 V |  |  | SERVICE LINE |  | 25_4C_AL_XLPE |  |  |  | 0.866 m |  | 4 | 0 | Pass | null
381481660 | TNB | DISTRIBUTION | KUALA SELANGOR | Existing | RYB | 230/400 V |  |  | SERVICE LINE |  | 25_4C_AL_XLPE |  |  |  | 11.951 m |  | 4 | 0 | Pass | null
381481665 | TNB | DISTRIBUTION | KUALA SELANGOR | Existing | RYB | 230/400 V |  |  | SERVICE LINE |  | 25_4C_AL_XLPE |  |  |  | 0.985 m |  | 4 | 0 | Pass | null
381481710 | TNB | DISTRIBUTION | KUALA SELANGOR | Existing | RYB | 230/400 V |  |  | SERVICE LINE |  | 25_4C_AL_XLPE |  |  |  | 4.255 m |  | 4 | 0 | Pass | null
381481715 | TNB | DISTRIBUTION | KUALA SELANGOR | Existing | RYB | 230/400 V |  |  | LV LINE |  | 70_4C_AL_PILC |  |  |  | 19.943 m |  | 4 | 0 | Pass | null
381481720 | TNB | DISTRIBUTION | KUALA SELANGOR | Existing | RYB | 230/400 V |  |  | LV LINE |  | 185_4C_AL_XLPE |  |  |  | 41.808 m |  | 4 | 0 | Pass | null
381481725 | TNB | DISTRIBUTION | KUALA SELANGOR | Existing | RYB | 230/400 V |  |  | LV LINE |  | 70_4C_AL_PILC |  |  |  | 16.164 m |  | 4 | 0 | Pass | null
381481730 | TNB | DISTRIBUTION | KUALA SELANGOR | Existing | RYB | 230/400 V |  |  | LV LINE |  | 70_4C_AL_PILC |  |  |  | 0.460 m |  | 4 | 0 | Pass | null
381481735 | TNB | DISTRIBUTION | KUALA SELANGOR | Existing | RYB | 230/400 V |  |  | LV LINE |  | 70_4C_AL_PILC |  |  |  | 0.538 m |  | 4 | 0 | Pass | null
381481740 | TNB | DISTRIBUTION | KUALA SELANGOR | Existing | RYB | 230/400 V |  |  | LV LINE |  | 185_4C_AL_XLPE |  |  |  | 127.112 m |  | 4 | 0 | Pass | null
381481745 | TNB | DISTRIBUTION | KUALA SELANGOR | Existing | RYB | 230/400 V |  |  | LV LINE |  | 185_4C_AL_XLPE |  |  |  | 53.539 m |  | 4 | 0 | Pass | null
381481750 | TNB | DISTRIBUTION | KUALA SELANGOR | Existing | RYB | 230/400 V |  |  | LV LINE |  | 185_4C_AL_XLPE |  |  |  | 52.743 m |  | 4 | 0 | Pass | null
381481755 | TNB | DISTRIBUTION | KUALA SELANGOR | Existing | RYB | 230/400 V |  |  | LV LINE |  | 185_4C_AL_XLPE |  |  |  | 36.018 m |  | 4 | 0 | Pass | null
381481760 | TNB | DISTRIBUTION | KUALA SELANGOR | Existing | RYB | 230/400 V |  |  | LV LINE |  | 185_4C_AL_XLPE |  |  |  | 47.866 m |  | 4 | 0 | Pass | null
381481765 | TNB | DISTRIBUTION | KUALA SELANGOR | Existing | RYB | 230/400 V |  |  | LV LINE |  | 185_4C_AL_XLPE |  |  |  | 0.487 m |  | 4 | 0 | Pass | null
381481770 | TNB | DISTRIBUTION | KUALA SELANGOR | Existing | RYB | 230/400 V |  |  | LV LINE |  | 185_4C_AL_XLPE |  |  |  | 60.059 m |  | 4 | 0 | Pass | null
381481775 | TNB | DISTRIBUTION | KUALA SELANGOR | Existing | RYB | 230/400 V |  |  | LV LINE |  | 120_4C_AL_XLPE |  |  |  | 2.943 m |  | 4 | 0 | Pass | null
381481780 | TNB | DISTRIBUTION | KUALA SELANGOR | Existing | RYB | 230/400 V |  |  | LV LINE |  | 120_4C_AL_XLPE |  |  |  | 0.636 m |  | 4 | 0 | Pass | null
381481785 | TNB | DISTRIBUTION | KUALA SELANGOR | Existing | RYB | 230/400 V |  |  | LV LINE |  | 185_4C_AL_XLPE |  |  |  | 0.732 m |  | 4 | 0 | Pass | null
381481790 | TNB | DISTRIBUTION | KUALA SELANGOR | Existing | RYB | 230/400 V |  |  | LV LINE |  | 120_4C_AL_XLPE |  |  |  | 17.208 m |  | 4 | 0 | Pass | null
381481795 | TNB | DISTRIBUTION | KUALA SELANGOR | Existing | RYB | 230/400 V |  |  | LV LINE |  | 120_4C_AL_XLPE |  |  |  | 0.504 m |  | 4 | 0 | Pass | null
381481800 | TNB | DISTRIBUTION | KUALA SELANGOR | Existing | RYB | 230/400 V |  |  | LV LINE |  | 185_4C_AL_XLPE |  |  |  | 28.944 m |  | 4 | 0 | Pass | null
381481805 | TNB | DISTRIBUTION | KUALA SELANGOR | Existing | RYB | 230/400 V |  |  | LV LINE |  | 185_4C_AL_XLPE |  |  |  | 29.462 m |  | 4 | 0 | Pass | null
381481810 | TNB | DISTRIBUTION | KUALA SELANGOR | Existing | RYB | 230/400 V |  |  | SERVICE LINE |  | 25_4C_AL_XLPE |  |  |  | 10.352 m |  | 4 | 0 | Pass | null
381481815 | TNB | DISTRIBUTION | KUALA SELANGOR | Existing | RYB | 230/400 V |  |  | SERVICE LINE |  | 25_4C_AL_XLPE |  |  |  | 0.524 m |  | 4 | 0 | Pass | null
381481820 | TNB | DISTRIBUTION | KUALA SELANGOR | Existing | RYB | 230/400 V |  |  | LV LINE |  | 300_4C_AL_XLPE |  |  |  | 557.237 m |  | 4 | 0 | Pass | null
381481830 | TNB | DISTRIBUTION | KUALA SELANGOR | Existing | RYB | 230/400 V |  |  | LV LINE |  | 185_4C_AL_XLPE |  |  |  | 30.088 m |  | 4 | 0 | Pass | null
381481840 | TNB | DISTRIBUTION | KUALA SELANGOR | Existing | RYB | 230/400 V |  |  | SERVICE LINE |  | 25_4C_AL_XLPE |  |  |  | 23.145 m |  | 4 | 0 | Pass | null
381481845 | TNB | DISTRIBUTION | KUALA SELANGOR | Existing | RYB | 230/400 V |  |  | SERVICE LINE |  | 25_4C_AL_XLPE |  |  |  | 0.581 m |  | 4 | 0 | Pass | null
381481850 | TNB | DISTRIBUTION | KUALA SELANGOR | Existing | RYB | 230/400 V |  |  | LV LINE |  | 300_4C_AL_XLPE |  |  |  | 41.393 m |  | 4 | 0 | Pass | null
381481855 | TNB | DISTRIBUTION | KUALA SELANGOR | Existing | RYB | 230/400 V |  |  | LV LINE |  | 300_4C_AL_XLPE |  |  |  | 41.736 m |  | 4 | 0 | Pass | null
381481860 | TNB | DISTRIBUTION | KUALA SELANGOR | Existing | RYB | 230/400 V |  |  | LV LINE |  | 185_4C_AL_XLPE |  |  |  | 62.807 m |  | 4 | 0 | Pass | null
381481865 | TNB | DISTRIBUTION | KUALA SELANGOR | Existing | RYB | 230/400 V |  |  | SERVICE LINE |  | 120_4C_AL_XLPE |  |  |  | 4.175 m |  | 4 | 0 | Pass | null
381481870 | TNB | DISTRIBUTION | KUALA SELANGOR | Existing | RYB | 230/400 V |  |  | SERVICE LINE |  | 120_4C_AL_XLPE |  |  |  | 5.008 m |  | 4 | 0 | Pass | null
381481875 | TNB | DISTRIBUTION | KUALA SELANGOR | Existing | RYB | 230/400 V |  |  | SERVICE LINE |  | 25_4C_AL_XLPE |  |  |  | 47.215 m |  | 4 | 0 | Pass | null
381481880 | TNB | DISTRIBUTION | KUALA SELANGOR | Existing | RYB | 230/400 V |  |  | SERVICE LINE |  | 25_4C_AL_XLPE |  |  |  | 0.816 m |  | 4 | 0 | Pass | null
381481885 | TNB | DISTRIBUTION | KUALA SELANGOR | Existing | RYB | 230/400 V |  |  | SERVICE LINE |  | 70_4C_AL_XLPE |  |  |  | 19.921 m |  | 4 | 0 | Pass | null
381481890 | TNB | DISTRIBUTION | KUALA SELANGOR | Existing | RYB | 230/400 V |  |  | SERVICE LINE |  | 70_4C_AL_XLPE |  |  |  | 0.524 m |  | 4 | 0 | Pass | null
381481895 | TNB | DISTRIBUTION | KUALA SELANGOR | Existing | RYB | 230/400 V |  |  | SERVICE LINE |  | 70_4C_AL_PILC |  |  |  | 95.598 m |  | 4 | 0 | Pass | null
381481900 | TNB | DISTRIBUTION | KUALA SELANGOR | Existing | RYB | 230/400 V |  |  | SERVICE LINE |  | 70_4C_AL_PILC |  |  |  | 0.623 m |  | 4 | 0 | Pass | null
381481905 | TNB | DISTRIBUTION | KUALA SELANGOR | Existing | RYB | 230/400 V |  |  | LV LINE |  | 300_4C_AL_XLPE |  |  |  | 126.840 m |  | 4 | 0 | Pass | null
381481910 | TNB | DISTRIBUTION | KUALA SELANGOR | Existing | RYB | 230/400 V |  |  | LV LINE |  | 300_4C_AL_XLPE |  |  |  | 125.389 m |  | 4 | 0 | Pass | null
381481915 | TNB | DISTRIBUTION | KUALA SELANGOR | Existing | RYB | 230/400 V |  |  | LV LINE |  | 185_4C_AL_XLPE |  |  |  | 41.264 m |  | 4 | 0 | Pass | null
381481920 | TNB | DISTRIBUTION | KUALA SELANGOR | Existing | RYB | 230/400 V |  |  | LV LINE |  | 185_4C_AL_XLPE |  |  |  | 41.372 m |  | 4 | 0 | Pass | null
381481925 | TNB | DISTRIBUTION | KUALA SELANGOR | Existing | RYB | 230/400 V |  |  | SERVICE LINE |  | 70_4C_AL_XLPE |  |  |  | 12.774 m |  | 4 | 0 | Pass | null
381481930 | TNB | DISTRIBUTION | KUALA SELANGOR | Existing | RYB | 230/400 V |  |  | SERVICE LINE |  | 25_4C_AL_XLPE |  |  |  | 2.501 m |  | 4 | 0 | Pass | null
381481935 | TNB | DISTRIBUTION | KUALA SELANGOR | Existing | RYB | 230/400 V |  |  | SERVICE LINE |  | 25_4C_AL_XLPE |  |  |  | 18.077 m |  | 4 | 0 | Pass | null
381481940 | TNB | DISTRIBUTION | KUALA SELANGOR | Existing | RYB | 230/400 V |  |  | SERVICE LINE |  | 25_4C_AL_XLPE |  |  |  | 30.915 m |  | 4 | 0 | Pass | null
381481945 | TNB | DISTRIBUTION | KUALA SELANGOR | Existing | RYB | 230/400 V |  |  | SERVICE LINE |  | 25_4C_AL_XLPE |  |  |  | 2.500 m |  | 4 | 0 | Pass | null
381481950 | TNB | DISTRIBUTION | KUALA SELANGOR | Existing | RYB | 230/400 V |  |  | LV LINE |  | 185_4C_AL_XLPE |  |  |  | 26.982 m |  | 4 | 0 | Pass | null
381481955 | TNB | DISTRIBUTION | KUALA SELANGOR | Existing | RYB | 230/400 V |  |  | LV LINE |  | 185_4C_AL_XLPE |  |  |  | 25.140 m |  | 4 | 0 | Pass | null
381481975 | TNB | DISTRIBUTION | KUALA SELANGOR | Existing | RYB | 230/400 V |  |  | LV LINE |  | 185_4C_AL_XLPE |  |  |  | 113.251 m |  | 4 | 0 | Pass | null
381481990 | TNB | DISTRIBUTION | KUALA SELANGOR | Existing | RYB | 230/400 V |  |  | LV LINE |  | 185_4C_AL_XLPE |  |  |  | 77.420 m |  | 4 | 0 | Pass | null
381481995 | TNB | DISTRIBUTION | KUALA SELANGOR | Existing | RYB | 230/400 V |  |  | SERVICE LINE |  | 25_4C_AL_XLPE |  |  |  | 31.240 m |  | 4 | 0 | Pass | null
381482000 | TNB | DISTRIBUTION | KUALA SELANGOR | Existing | RYB | 230/400 V |  |  | SERVICE LINE |  | 25_4C_AL_XLPE |  |  |  | 1.353 m |  | 4 | 0 | Pass | null
381482005 | TNB | DISTRIBUTION | KUALA SELANGOR | Existing | RYB | 230/400 V |  |  | LV LINE |  | 185_4C_AL_PILC |  |  |  | 78.035 m |  | 4 | 0 | Pass | null
381482015 | TNB | DISTRIBUTION | KUALA SELANGOR | Existing | RYB | 230/400 V |  |  | LV LINE |  | 185_4C_AL_PILC |  |  |  | 1.001 m |  | 4 | 0 | Pass | null
381482025 | TNB | DISTRIBUTION | KUALA SELANGOR | Existing | RYB | 230/400 V |  |  | SERVICE LINE |  | 70_4C_AL_PILC |  |  |  | 56.818 m |  | 4 | 0 | Pass | null
381482030 | TNB | DISTRIBUTION | KUALA SELANGOR | Existing | RYB | 230/400 V |  |  | SERVICE LINE |  | 70_4C_AL_PILC |  |  |  | 1.675 m |  | 4 | 0 | Pass | null
381482035 | TNB | DISTRIBUTION | KUALA SELANGOR | Existing | RYB | 230/400 V |  |  | SERVICE LINE |  | 25_4C_AL_XLPE |  |  |  | 7.832 m |  | 4 | 0 | Pass | null
381482040 | TNB | DISTRIBUTION | KUALA SELANGOR | Existing | RYB | 230/400 V |  |  | SERVICE LINE |  | 25_4C_AL_XLPE |  |  |  | 2.245 m |  | 4 | 0 | Pass | null
381482045 | TNB | DISTRIBUTION | KUALA SELANGOR | Existing | RYB | 230/400 V |  |  | SERVICE LINE |  | 25_4C_AL_XLPE |  |  |  | 2.523 m |  | 4 | 0 | Pass | null
381482050 | TNB | DISTRIBUTION | KUALA SELANGOR | Existing | RYB | 230/400 V |  |  | LV LINE |  | 185_4C_AL_XLPE |  |  |  | 26.405 m |  | 4 | 0 | Pass | null
381482055 | TNB | DISTRIBUTION | KUALA SELANGOR | Existing | RYB | 230/400 V |  |  | LV LINE |  | 185_4C_AL_PILC |  |  |  | 24.455 m |  | 4 | 0 | Pass | null
381482060 | TNB | DISTRIBUTION | KUALA SELANGOR | Existing | RYB | 230/400 V |  |  | LV LINE |  | 120_4C_AL_PILC |  |  |  | 20.524 m |  | 4 | 0 | Pass | null
381482065 | TNB | DISTRIBUTION | KUALA SELANGOR | Existing | RYB | 230/400 V |  |  | LV LINE |  | 185_4C_AL_PILC |  |  |  | 22.259 m |  | 4 | 0 | Pass | null
381482070 | TNB | DISTRIBUTION | KUALA SELANGOR | Existing | RYB | 230/400 V |  |  | SERVICE LINE |  | 25_4C_AL_XLPE |  |  |  | 0.709 m |  | 4 | 0 | Pass | null
381482075 | TNB | DISTRIBUTION | KUALA SELANGOR | Existing | RYB | 230/400 V |  |  | SERVICE LINE |  | 25_4C_AL_XLPE |  |  |  | 0.604 m |  | 4 | 0 | Pass | null
381482080 | TNB | DISTRIBUTION | KUALA SELANGOR | Existing | RYB | 230/400 V |  |  | LV LINE |  | 185_4C_AL_XLPE |  |  |  | 69.780 m |  | 4 | 0 | Pass | null
381482085 | TNB | DISTRIBUTION | KUALA SELANGOR | Existing | RYB | 230/400 V |  |  | LV LINE |  | 185_4C_AL_XLPE |  |  |  | 47.550 m |  | 4 | 0 | Pass | null
381482090 | TNB | DISTRIBUTION | KUALA SELANGOR | Existing | RYB | 230/400 V |  |  | LV LINE |  | 185_4C_AL_XLPE |  |  |  | 108.225 m |  | 4 | 0 | Pass | null
381482095 | TNB | DISTRIBUTION | KUALA SELANGOR | Existing | RYB | 230/400 V |  |  | LV LINE |  | 185_4C_AL_XLPE |  |  |  | 69.167 m | sl | 4 | 0 | Pass | null
381482100 | TNB | DISTRIBUTION | KUALA SELANGOR | Existing | RYB | 230/400 V |  |  | LV LINE |  | 185_4C_AL_XLPE |  |  |  | 68.034 m | sl | 4 | 0 | Pass | null
381482105 | TNB | DISTRIBUTION | KUALA SELANGOR | Existing | RYB | 230/400 V |  |  | LV LINE |  | 185_4C_AL_XLPE |  |  |  | 78.334 m | j,sl,s,incoming185 | 4 | 0 | Pass | null
381482110 | TNB | DISTRIBUTION | KUALA SELANGOR | Existing | RYB | 230/400 V |  |  | LV LINE |  | 185_4C_AL_XLPE |  |  |  | 41.752 m | j,sl,s,incoming185 | 4 | 0 | Pass | null
381482115 | TNB | DISTRIBUTION | KUALA SELANGOR | Existing | RYB | 230/400 V |  |  | LV LINE |  | 185_4C_AL_XLPE |  |  |  | 43.849 m | j,sl,s,incoming185 | 4 | 0 | Pass | null
381482120 | TNB | DISTRIBUTION | KUALA SELANGOR | Existing | RYB | 230/400 V |  |  | LV LINE |  | 185_4C_AL_XLPE |  |  |  | 130.452 m |  | 4 | 0 | Pass | null
381482125 | TNB | DISTRIBUTION | KUALA SELANGOR | Existing | RYB | 230/400 V |  |  | LV LINE |  | 185_4C_AL_PILC |  |  |  | 75.472 m |  | 4 | 0 | Pass | null
381482135 | TNB | DISTRIBUTION | KUALA SELANGOR | Existing | RYB | 230/400 V |  |  | SERVICE LINE |  | 25_4C_AL_XLPE |  |  |  | 11.294 m |  | 4 | 0 | Pass | null
381482145 | TNB | DISTRIBUTION | KUALA SELANGOR | Existing | RYB | 230/400 V |  |  | LV LINE |  | 185_4C_AL_XLPE |  |  |  | 51.591 m |  | 4 | 0 | Pass | null
381482155 | TNB | DISTRIBUTION | KUALA SELANGOR | Existing | RYB | 230/400 V |  |  | LV LINE |  | 185_4C_AL_PILC |  |  |  | 53.102 m |  | 4 | 0 | Pass | null
381482160 | TNB | DISTRIBUTION | KUALA SELANGOR | Existing | RYB | 230/400 V |  |  | SERVICE LINE |  | 25_4C_AL_XLPE |  |  |  | 8.416 m |  | 4 | 0 | Pass | null
381482165 | TNB | DISTRIBUTION | KUALA SELANGOR | Existing | RYB | 230/400 V |  |  | SERVICE LINE |  | 25_4C_AL_XLPE |  |  |  | 1.396 m |  | 4 | 0 | Pass | null
381482170 | TNB | DISTRIBUTION | KUALA SELANGOR | Existing | RYB | 230/400 V |  |  | LV LINE |  | 185_4C_AL_PILC |  |  |  | 86.654 m |  | 4 | 0 | Pass | null
381482175 | TNB | DISTRIBUTION | KUALA SELANGOR | Existing | R | 230/400 V |  |  | SERVICE LINE |  | ARMOURED_16MM |  |  |  | 10.213 m |  | 2 | 0 | Pass | null
381482178 | TNB | DISTRIBUTION | KUALA SELANGOR | Existing | R | 230/400 V |  |  | SERVICE LINE |  | ARMOURED_16MM |  |  |  | 3.102 m |  | 2 | 0 | Pass | null
381482181 | TNB | DISTRIBUTION | KUALA SELANGOR | Existing | RYB | 230/400 V |  |  | LV LINE |  | 185_4C_AL_XLPE |  |  |  | 39.340 m |  | 4 | 0 | Pass | null
381482186 | TNB | DISTRIBUTION | KUALA SELANGOR | Existing | RYB | 230/400 V |  |  | SERVICE LINE |  | 25_4C_AL_XLPE |  |  |  | 10.040 m |  | 4 | 0 | Pass | null
381482191 | TNB | DISTRIBUTION | KUALA SELANGOR | Existing | RYB | 230/400 V |  |  | SERVICE LINE |  | 25_4C_AL_XLPE |  |  |  | 0.606 m |  | 4 | 0 | Pass | null
381482196 | TNB | DISTRIBUTION | KUALA SELANGOR | Existing | RYB | 230/400 V |  |  | LV LINE |  | 120_4C_AL_XLPE |  |  |  | 27.470 m |  | 4 | 0 | Pass | null
381482201 | TNB | DISTRIBUTION | KUALA SELANGOR | Existing | R | 230/400 V |  |  | LV LINE |  | ARMOURED_16MM |  |  |  | 14.011 m |  | 2 | 0 | Pass | null
381482204 | TNB | DISTRIBUTION | KUALA SELANGOR | Existing | R | 230/400 V |  |  | LV LINE |  | ARMOURED_16MM |  |  |  | 1.158 m |  | 2 | 0 | Pass | null
381482207 | TNB | DISTRIBUTION | KUALA SELANGOR | Existing | RYB | 230/400 V |  |  | LV LINE |  | 185_4C_AL_XLPE |  |  |  | 31.635 m |  | 4 | 0 | Pass | null
381482212 | TNB | DISTRIBUTION | KUALA SELANGOR | Existing | RYB | 230/400 V |  |  | LV LINE |  | 185_4C_AL_PILC |  |  |  | 35.104 m |  | 4 | 0 | Pass | null
381482217 | TNB | DISTRIBUTION | KUALA SELANGOR | Existing | RYB | 230/400 V |  |  | LV LINE |  | 185_4C_AL_XLPE |  |  |  | 60.735 m |  | 4 | 0 | Pass | null
381482222 | TNB | DISTRIBUTION | KUALA SELANGOR | Existing | RYB | 230/400 V |  |  | LV LINE |  | 185_4C_AL_XLPE |  |  |  | 28.298 m |  | 4 | 0 | Pass | null
381482227 | TNB | DISTRIBUTION | KUALA SELANGOR | Existing | RYB | 230/400 V |  |  | LV LINE |  | 185_4C_AL_XLPE |  |  |  | 15.376 m |  | 4 | 0 | Pass | null
381482232 | TNB | DISTRIBUTION | KUALA SELANGOR | Existing | RYB | 230/400 V |  |  | LV LINE |  | 185_4C_AL_XLPE |  |  |  | 90.928 m |  | 4 | 0 | Pass | null
381482237 | TNB | DISTRIBUTION | KUALA SELANGOR | Existing | RYB | 230/400 V |  |  | LV LINE |  | 185_4C_AL_XLPE |  |  |  | 107.199 m |  | 4 | 0 | Pass | null
381482242 | TNB | DISTRIBUTION | KUALA SELANGOR | Existing | RYB | 230/400 V |  |  | LV LINE |  | 185_4C_AL_XLPE |  |  |  | 138.154 m |  | 4 | 0 | Pass | null
381482247 | TNB | DISTRIBUTION | KUALA SELANGOR | Existing | RYB | 230/400 V |  |  | LV LINE |  | 185_4C_AL_XLPE |  |  |  | 135.605 m |  | 4 | 0 | Pass | null
381482257 | TNB | DISTRIBUTION | KUALA SELANGOR | Existing | RYB | 230/400 V |  |  | LV LINE |  | 185_4C_AL_PILC |  |  |  | 26.952 m |  | 4 | 0 | Pass | null
381482262 | TNB | DISTRIBUTION | KUALA SELANGOR | Existing | RYB | 230/400 V |  |  | LV LINE |  | 185_4C_AL_PILC |  |  |  | 22.466 m |  | 4 | 0 | Pass | null
381482277 | TNB | DISTRIBUTION | KUALA SELANGOR | Existing | RYB | 230/400 V |  |  | LV LINE |  | 185_4C_AL_XLPE |  |  |  | 26.531 m |  | 4 | 0 | Pass | null
381482282 | TNB | DISTRIBUTION | KUALA SELANGOR | Existing | RYB | 230/400 V |  |  | LV LINE |  | 185_4C_AL_PILC |  |  |  | 354.074 m |  | 4 | 0 | Pass | null
381482287 | TNB | DISTRIBUTION | KUALA SELANGOR | Existing | RYB | 230/400 V |  |  | LV LINE |  | 185_4C_AL_XLPE |  |  |  | 354.926 m |  | 4 | 0 | Pass | null
381482292 | TNB | DISTRIBUTION | KUALA SELANGOR | Existing | RYB | 230/400 V |  |  | SERVICE LINE |  | 25_4C_AL_XLPE |  |  |  | 14.431 m |  | 4 | 0 | Pass | null
381482297 | TNB | DISTRIBUTION | KUALA SELANGOR | Existing | RYB | 230/400 V |  |  | SERVICE LINE |  | 25_4C_AL_XLPE |  |  |  | 1.768 m |  | 4 | 0 | Pass | null
381482302 | TNB | DISTRIBUTION | KUALA SELANGOR | Existing | RYB | 230/400 V |  |  | SERVICE LINE |  | 25_4C_AL_XLPE |  |  |  | 20.222 m |  | 4 | 0 | Pass | null
381482307 | TNB | DISTRIBUTION | KUALA SELANGOR | Existing | RYB | 230/400 V |  |  | SERVICE LINE |  | 25_4C_AL_XLPE |  |  |  | 2.336 m |  | 4 | 0 | Pass | null
381482312 | TNB | DISTRIBUTION | KUALA SELANGOR | Existing | RYB | 230/400 V |  |  | SERVICE LINE |  | 25_4C_AL_XLPE |  |  |  | 49.850 m |  | 4 | 0 | Pass | null
381482317 | TNB | DISTRIBUTION | KUALA SELANGOR | Existing | RYB | 230/400 V |  |  | LV LINE |  | 120_4C_AL_XLPE |  |  |  | 66.753 m |  | 4 | 0 | Pass | null
381482353 | TNB | DISTRIBUTION | KUALA SELANGOR | Existing | RYB | 230/400 V |  |  | SERVICE LINE |  | 185_4C_AL_XLPE |  |  |  | 8.738 m |  | 4 | 0 | Pass | null
381538520 | TNB | DISTRIBUTION | KUALA SELANGOR | Existing | RYB | 230/400 V |  |  | LV LINE |  | 185_4C_AL_XLPE |  |  |  | 23.849 m |  | 4 | 0 | Pass | null
381538525 | TNB | DISTRIBUTION | KUALA SELANGOR | Existing | RYB | 230/400 V |  |  | LV LINE |  | 185_4C_AL_XLPE |  |  |  | 24.718 m |  | 4 | 0 | Pass | null
381538530 | TNB | DISTRIBUTION | KUALA SELANGOR | Existing | RYB | 230/400 V |  |  | SERVICE LINE |  | 25_4C_AL_XLPE |  |  |  | 0.908 m |  | 4 | 0 | Pass | null
381538535 | TNB | DISTRIBUTION | KUALA SELANGOR | Existing | RYB | 230/400 V |  |  | LV LINE |  | 185_4C_AL_XLPE |  |  |  | 101.431 m |  | 4 | 0 | Pass | null
381538540 | TNB | DISTRIBUTION | KUALA SELANGOR | Existing | RYB | 230/400 V |  |  | SERVICE LINE |  | 25_4C_AL_XLPE |  |  |  | 0.975 m |  | 4 | 0 | Pass | null
381538545 | TNB | DISTRIBUTION | KUALA SELANGOR | Existing | RYB | 230/400 V |  |  | SERVICE LINE |  | 25_4C_AL_XLPE |  |  |  | 14.593 m |  | 4 | 0 | Pass | null
381538550 | TNB | DISTRIBUTION | KUALA SELANGOR | Existing | RYB | 230/400 V |  |  | SERVICE LINE |  | 25_4C_AL_XLPE |  |  |  | 22.157 m |  | 4 | 0 | Pass | null
381538555 | TNB | DISTRIBUTION | KUALA SELANGOR | Existing | RYB | 230/400 V |  |  | SERVICE LINE |  | 25_4C_AL_XLPE |  |  |  | 0.644 m |  | 4 | 0 | Pass | null
381538560 | TNB | DISTRIBUTION | KUALA SELANGOR | Existing | RYB | 230/400 V |  |  | LV LINE |  | 185_4C_AL_XLPE |  |  |  | 29.151 m |  | 4 | 0 | Pass | null
381538565 | TNB | DISTRIBUTION | KUALA SELANGOR | Existing | RYB | 230/400 V |  |  | SERVICE LINE |  | 185_4C_AL_XLPE |  |  |  | 21.704 m |  | 4 | 0 | Pass | null
381538570 | TNB | DISTRIBUTION | KUALA SELANGOR | Existing | RYB | 230/400 V |  |  | LV LINE |  | 185_4C_AL_XLPE |  |  |  | 17.940 m |  | 4 | 0 | Pass | null
381538575 | TNB | DISTRIBUTION | KUALA SELANGOR | Existing | RYB | 230/400 V |  |  | LV LINE |  | 185_4C_AL_XLPE |  |  |  | 24.879 m |  | 4 | 0 | Pass | null
381538580 | TNB | DISTRIBUTION | KUALA SELANGOR | Existing | RYB | 230/400 V |  |  | SERVICE LINE |  | 25_4C_AL_XLPE |  |  |  | 1.686 m |  | 4 | 0 | Pass | null
381538585 | TNB | DISTRIBUTION | KUALA SELANGOR | Existing | RYB | 230/400 V |  |  | SERVICE LINE |  | 25_4C_AL_XLPE |  |  |  | 4.060 m |  | 4 | 0 | Pass | null
381538590 | TNB | DISTRIBUTION | KUALA SELANGOR | Existing | RYB | 230/400 V |  |  | SERVICE LINE |  | 25_4C_AL_XLPE |  |  |  | 1.337 m |  | 4 | 0 | Pass | null
381538595 | TNB | DISTRIBUTION | KUALA SELANGOR | Existing | RYB | 230/400 V |  |  | SERVICE LINE |  | 25_4C_AL_XLPE |  |  |  | 1.372 m |  | 4 | 0 | Pass | null
381538600 | TNB | DISTRIBUTION | KUALA SELANGOR | Existing | RYB | 230/400 V |  |  | SERVICE LINE |  | 25_4C_AL_XLPE |  |  |  | 1.823 m |  | 4 | 0 | Pass | null
381538605 | TNB | DISTRIBUTION | KUALA SELANGOR | Existing | RYB | 230/400 V |  |  | SERVICE LINE |  | 70_4C_AL_XLPE |  |  |  | 56.735 m |  | 4 | 0 | Pass | null
381538610 | TNB | DISTRIBUTION | KUALA SELANGOR | Existing | RYB | 230/400 V |  |  | SERVICE LINE |  | 25_4C_AL_XLPE |  |  |  | 1.721 m |  | 4 | 0 | Pass | null
381538615 | TNB | DISTRIBUTION | KUALA SELANGOR | Existing | RYB | 230/400 V |  |  | SERVICE LINE |  | 25_4C_AL_XLPE |  |  |  | 18.145 m |  | 4 | 0 | Pass | null
381538620 | TNB | DISTRIBUTION | KUALA SELANGOR | Existing | RYB | 230/400 V |  |  | SERVICE LINE |  | 25_4C_AL_XLPE |  |  |  | 16.418 m |  | 4 | 0 | Pass | null
381538625 | TNB | DISTRIBUTION | KUALA SELANGOR | Existing | RYB | 230/400 V |  |  | SERVICE LINE |  | 25_4C_AL_XLPE |  |  |  | 23.290 m |  | 4 | 0 | Pass | null
381538630 | TNB | DISTRIBUTION | KUALA SELANGOR | Existing | RYB | 230/400 V |  |  | SERVICE LINE |  | 25_4C_AL_XLPE |  |  |  | 33.449 m |  | 4 | 0 | Pass | null
381538635 | TNB | DISTRIBUTION | KUALA SELANGOR | Existing | RYB | 230/400 V |  |  | SERVICE LINE |  | 25_4C_AL_XLPE |  |  |  | 14.991 m |  | 4 | 0 | Pass | null
381538640 | TNB | DISTRIBUTION | KUALA SELANGOR | Existing | RYB | 230/400 V |  |  | SERVICE LINE |  | 25_4C_AL_XLPE |  |  |  | 4.221 m |  | 4 | 0 | Pass | null
381538645 | TNB | DISTRIBUTION | KUALA SELANGOR | Existing | RYB | 230/400 V |  |  | LV LINE |  | 120_4C_AL_XLPE |  |  |  | 23.636 m |  | 4 | 0 | Pass | null
381538650 | TNB | DISTRIBUTION | KUALA SELANGOR | Existing | RYB | 230/400 V |  |  | LV LINE |  | 120_4C_AL_XLPE |  |  |  | 56.815 m |  | 4 | 0 | Pass | null
381538655 | TNB | DISTRIBUTION | KUALA SELANGOR | Existing | RYB | 230/400 V |  |  | LV LINE |  | 120_4C_AL_XLPE |  |  |  | 9.123 m |  | 4 | 0 | Pass | null
381538660 | TNB | DISTRIBUTION | KUALA SELANGOR | Existing | RYB | 230/400 V |  |  | LV LINE |  | 120_4C_AL_XLPE |  |  |  | 40.436 m |  | 4 | 0 | Pass | null
381538665 | TNB | DISTRIBUTION | KUALA SELANGOR | Existing | RYB | 230/400 V |  |  | LV LINE |  | 185_4C_AL_XLPE |  |  |  | 225.349 m |  | 4 | 0 | Pass | null
381538670 | TNB | DISTRIBUTION | KUALA SELANGOR | Existing | RYB | 230/400 V |  |  | SERVICE LINE |  | 25_4C_AL_XLPE |  |  |  | 6.738 m | SEK PARIT MAHANG | 4 | 0 | Pass | null
381538671 | TNB | DISTRIBUTION | KUALA SELANGOR | Existing | RYB | 230/400 V |  |  | SERVICE LINE |  | 25_4C_AL_XLPE |  |  |  | 6.461 m | SEK PARIT MAHANG | 4 | 0 | Pass | null
381538672 | TNB | DISTRIBUTION | KUALA SELANGOR | Existing | RYB | 230/400 V |  |  | LV LINE |  | 120_4C_AL_XLPE |  |  |  | 89.199 m |  | 4 | 0 | Pass | null
381538682 | TNB | DISTRIBUTION | KUALA SELANGOR | Existing | RYB | 230/400 V |  |  | LV LINE |  | 120_4C_AL_XLPE |  |  |  | 14.350 m |  | 4 | 0 | Pass | null
381538687 | TNB | DISTRIBUTION | KUALA SELANGOR | Existing | RYB | 230/400 V |  |  | LV LINE |  | 185_4C_AL_XLPE |  |  |  | 18.079 m |  | 4 | 0 | Pass | null
381538692 | TNB | DISTRIBUTION | KUALA SELANGOR | Existing | RYB | 230/400 V |  |  | LV LINE |  | 185_4C_AL_XLPE |  |  |  | 25.802 m |  | 4 | 0 | Pass | null
381538697 | TNB | DISTRIBUTION | KUALA SELANGOR | Existing | RYB | 230/400 V |  |  | SERVICE LINE |  | 25_4C_AL_XLPE |  |  |  | 1.440 m |  | 4 | 0 | Pass | null
381574862 | TNB | DISTRIBUTION | KUALA SELANGOR | Existing | RYB | 230/400 V |  |  | LV LINE |  | 185_4C_AL_XLPE |  |  |  | 59.628 m |  | 4 | 0 | Pass | null
381574867 | TNB | DISTRIBUTION | KUALA SELANGOR | Existing | RYB | 230/400 V |  |  | SERVICE LINE |  | 70_4C_AL_XLPE |  |  |  | 9.631 m |  | 4 | 0 | Pass | null
381574872 | TNB | DISTRIBUTION | KUALA SELANGOR | Existing | RYB | 230/400 V |  |  | SERVICE LINE |  | 70_4C_AL_XLPE |  |  |  | 9.492 m |  | 4 | 0 | Pass | null
381574877 | TNB | DISTRIBUTION | KUALA SELANGOR | Existing | RYB | 230/400 V |  |  | SERVICE LINE |  | 70_4C_AL_XLPE |  |  |  | 9.153 m |  | 4 | 0 | Pass | null
381574882 | TNB | DISTRIBUTION | KUALA SELANGOR | Existing | RYB | 230/400 V |  |  | SERVICE LINE |  | 70_4C_AL_XLPE |  |  |  | 8.958 m |  | 4 | 0 | Pass | null
381574887 | TNB | DISTRIBUTION | KUALA SELANGOR | Existing | RYB | 230/400 V |  |  | SERVICE LINE |  | 70_4C_AL_XLPE |  |  |  | 0.536 m |  | 4 | 0 | Pass | null
381574892 | TNB | DISTRIBUTION | KUALA SELANGOR | Existing | RYB | 230/400 V |  |  | SERVICE LINE |  | 70_4C_AL_XLPE |  |  |  | 0.748 m |  | 4 | 0 | Pass | null
381574897 | TNB | DISTRIBUTION | KUALA SELANGOR | Existing | RYB | 230/400 V |  |  | SERVICE LINE |  | 70_4C_AL_XLPE |  |  |  | 0.602 m |  | 4 | 0 | Pass | null
381574902 | TNB | DISTRIBUTION | KUALA SELANGOR | Existing | RYB | 230/400 V |  |  | SERVICE LINE |  | 70_4C_AL_XLPE |  |  |  | 0.527 m |  | 4 | 0 | Pass | null
381574907 | TNB | DISTRIBUTION | KUALA SELANGOR | Existing | RYB | 230/400 V |  |  | LV LINE |  | 120_4C_AL_XLPE |  |  |  | 8.639 m |  | 4 | 0 | Pass | null
381574912 | TNB | DISTRIBUTION | KUALA SELANGOR | Existing | RYB | 230/400 V |  |  | LV LINE |  | 120_4C_AL_XLPE |  |  |  | 0.941 m |  | 4 | 0 | Pass | null
381574917 | TNB | DISTRIBUTION | KUALA SELANGOR | Existing | RYB | 230/400 V |  |  | SERVICE LINE |  | 120_4C_AL_XLPE |  |  |  | 71.584 m | PETRONAS | 4 | 0 | Pass | null
381574927 | TNB | DISTRIBUTION | KUALA SELANGOR | Existing | RYB | 230/400 V |  |  | LV LINE |  | 25_4C_AL_XLPE |  |  |  | 33.897 m |  | 4 | 0 | Pass | null
381574932 | TNB | DISTRIBUTION | KUALA SELANGOR | Existing | RYB | 230/400 V |  |  | LV LINE |  | 25_4C_AL_XLPE |  |  |  | 1.402 m |  | 4 | 0 | Pass | null
381575002 | TNB | DISTRIBUTION | KUALA SELANGOR | Existing | RYB | 230/400 V |  |  | LV LINE |  | 185_4C_AL_XLPE |  |  |  | 28.043 m |  | 4 | 0 | Pass | null
381575007 | TNB | DISTRIBUTION | KUALA SELANGOR | Existing | RYB | 230/400 V |  |  | SERVICE LINE |  | 25_4C_AL_XLPE |  |  |  | 12.905 m |  | 4 | 0 | Pass | null
381575022 | TNB | DISTRIBUTION | KUALA SELANGOR | Existing | RYB | 230/400 V |  |  | SERVICE LINE |  | 25_4C_AL_XLPE |  |  |  | 1.563 m |  | 4 | 0 | Pass | null
381575027 | TNB | DISTRIBUTION | KUALA SELANGOR | Existing | RYB | 230/400 V |  |  | SERVICE LINE |  | 25_4C_AL_XLPE |  |  |  | 7.489 m |  | 4 | 0 | Pass | null
381575032 | TNB | DISTRIBUTION | KUALA SELANGOR | Existing | RYB | 230/400 V |  |  | SERVICE LINE |  | 25_4C_AL_XLPE |  |  |  | 1.455 m |  | 4 | 0 | Pass | null
381575037 | TNB | DISTRIBUTION | KUALA SELANGOR | Existing | RYB | 230/400 V |  |  | SERVICE LINE |  | 25_4C_AL_XLPE |  |  |  | 19.940 m |  | 4 | 0 | Pass | null
381575042 | TNB | DISTRIBUTION | KUALA SELANGOR | Existing | RYB | 230/400 V |  |  | SERVICE LINE |  | 25_4C_AL_XLPE |  |  |  | 0.978 m |  | 4 | 0 | Pass | null
381575047 | TNB | DISTRIBUTION | KUALA SELANGOR | Existing | RYB | 230/400 V |  |  | LV LINE |  | 185_4C_AL_XLPE |  |  |  | 21.420 m |  | 4 | 0 | Pass | null
381575057 | TNB | DISTRIBUTION | KUALA SELANGOR | Existing | RYB | 230/400 V |  |  | SERVICE LINE |  | 25_4C_AL_XLPE |  |  |  | 18.573 m |  | 4 | 0 | Pass | null
381575067 | TNB | DISTRIBUTION | KUALA SELANGOR | Existing | RYB | 230/400 V |  |  | SERVICE LINE |  | 25_4C_AL_XLPE |  |  |  | 15.515 m |  | 4 | 0 | Pass | null
381575072 | TNB | DISTRIBUTION | KUALA SELANGOR | Existing | RYB | 230/400 V |  |  | SERVICE LINE |  | 25_4C_AL_XLPE |  |  |  | 1.087 m |  | 4 | 0 | Pass | null
381575082 | TNB | DISTRIBUTION | KUALA SELANGOR | Existing | RYB | 230/400 V |  |  | LV LINE |  | 185_4C_AL_XLPE |  |  |  | 12.179 m |  | 4 | 0 | Pass | null
381575132 | TNB | DISTRIBUTION | KUALA SELANGOR | Existing | RYB | 230/400 V |  |  | LV LINE |  | 25_4C_AL_XLPE |  |  |  | 19.556 m |  | 4 | 0 | Pass | null
381575137 | TNB | DISTRIBUTION | KUALA SELANGOR | Existing | RYB | 230/400 V |  |  | SERVICE LINE |  | 25_4C_AL_XLPE |  |  |  | 2.502 m |  | 4 | 0 | Pass | null
381575142 | TNB | DISTRIBUTION | KUALA SELANGOR | Existing | RYB | 230/400 V |  |  | LV LINE |  | 25_4C_AL_XLPE |  |  |  | 29.702 m |  | 4 | 0 | Pass | null
381575192 | TNB | DISTRIBUTION | KUALA SELANGOR | Existing | RYB | 230/400 V |  |  | SERVICE LINE |  | 25_4C_AL_XLPE |  |  |  | 5.471 m |  | 4 | 0 | Pass | null
381575197 | TNB | DISTRIBUTION | KUALA SELANGOR | Existing | RYB | 230/400 V |  |  | LV LINE |  | 25_4C_AL_XLPE |  |  |  | 381.903 m |  | 4 | 0 | Pass | null
381575212 | TNB | DISTRIBUTION | KUALA SELANGOR | Existing | RYB | 230/400 V |  |  | LV LINE |  | 120_4C_AL_XLPE |  |  |  | 3.998 m |  | 4 | 0 | Pass | null
381575217 | TNB | DISTRIBUTION | KUALA SELANGOR | Existing | RYB | 230/400 V |  |  | LV LINE |  | 120_4C_AL_XLPE |  |  |  | 17.788 m |  | 4 | 0 | Pass | null
381575222 | TNB | DISTRIBUTION | KUALA SELANGOR | Existing | RYB | 230/400 V |  |  | LV LINE |  | 185_4C_AL_XLPE |  |  |  | 41.619 m |  | 4 | 0 | Pass | null
381575232 | TNB | DISTRIBUTION | KUALA SELANGOR | Existing | RYB | 230/400 V |  |  | SERVICE LINE |  | 25_4C_AL_XLPE |  |  |  | 26.479 m |  | 4 | 0 | Pass | null
381575237 | TNB | DISTRIBUTION | KUALA SELANGOR | Existing | RYB | 230/400 V |  |  | LV LINE |  | 185_4C_AL_XLPE |  |  |  | 40.928 m |  | 4 | 0 | Pass | null
381575242 | TNB | DISTRIBUTION | KUALA SELANGOR | Existing | RYB | 230/400 V |  |  | LV LINE |  | 25_4C_AL_XLPE |  |  |  | 18.259 m |  | 4 | 0 | Pass | null
381575247 | TNB | DISTRIBUTION | KUALA SELANGOR | Existing | RYB | 230/400 V |  |  | SERVICE LINE |  | 25_4C_AL_XLPE |  |  |  | 1.052 m |  | 4 | 0 | Pass | null
381575257 | TNB | DISTRIBUTION | KUALA SELANGOR | Existing | RYB | 230/400 V |  |  | LV LINE |  | 185_4C_AL_XLPE |  |  |  | 20.693 m |  | 4 | 0 | Pass | null
381575262 | TNB | DISTRIBUTION | KUALA SELANGOR | Existing | RYB | 230/400 V |  |  | LV LINE |  | 185_4C_AL_XLPE |  |  |  | 20.187 m |  | 4 | 0 | Pass | null
381575267 | TNB | DISTRIBUTION | KUALA SELANGOR | Existing | RYB | 230/400 V |  |  | LV LINE |  | 25_4C_AL_XLPE |  |  |  | 19.542 m |  | 4 | 0 | Pass | null
381575272 | TNB | DISTRIBUTION | KUALA SELANGOR | Existing | RYB | 230/400 V |  |  | LV LINE |  | 25_4C_AL_XLPE |  |  |  | 1.266 m |  | 4 | 0 | Pass | null
381575277 | TNB | DISTRIBUTION | KUALA SELANGOR | Existing | RYB | 230/400 V |  |  | LV LINE |  | 185_4C_AL_XLPE |  |  |  | 8.320 m |  | 4 | 0 | Pass | null
381575282 | TNB | DISTRIBUTION | KUALA SELANGOR | Existing | RYB | 230/400 V |  |  | SERVICE LINE |  | 25_4C_AL_XLPE |  |  |  | 16.838 m |  | 4 | 0 | Pass | null
381575292 | TNB | DISTRIBUTION | KUALA SELANGOR | Existing | RYB | 230/400 V |  |  | LV LINE |  | 185_4C_AL_XLPE |  |  |  | 54.418 m |  | 4 | 0 | Pass | null
381575312 | TNB | DISTRIBUTION | KUALA SELANGOR | Existing | RYB | 230/400 V |  |  | SERVICE LINE |  | 25_4C_AL_XLPE |  |  |  | 0.517 m |  | 4 | 0 | Pass | null
381575317 | TNB | DISTRIBUTION | KUALA SELANGOR | Existing | RYB | 230/400 V |  |  | SERVICE LINE |  | 25_4C_AL_XLPE |  |  |  | 0.908 m |  | 4 | 0 | Pass | null
381575322 | TNB | DISTRIBUTION | KUALA SELANGOR | Existing | RYB | 230/400 V |  |  | LV LINE |  | 25_4C_AL_XLPE |  |  |  | 14.146 m |  | 4 | 0 | Pass | null
381575327 | TNB | DISTRIBUTION | KUALA SELANGOR | Existing | RYB | 230/400 V |  |  | SERVICE LINE |  | 25_4C_AL_XLPE |  |  |  | 1.604 m |  | 4 | 0 | Pass | null
381575332 | TNB | DISTRIBUTION | KUALA SELANGOR | Existing | RYB | 230/400 V |  |  | LV LINE |  | 25_4C_AL_XLPE |  |  |  | 16.775 m |  | 4 | 0 | Pass | null
381575337 | TNB | DISTRIBUTION | KUALA SELANGOR | Existing | RYB | 230/400 V |  |  | SERVICE LINE |  | 25_4C_AL_XLPE |  |  |  | 0.914 m |  | 4 | 0 | Pass | null
381575342 | TNB | DISTRIBUTION | KUALA SELANGOR | Existing | RYB | 230/400 V |  |  | LV LINE |  | 185_4C_AL_XLPE |  |  |  | 13.099 m |  | 4 | 0 | Pass | null
381575347 | TNB | DISTRIBUTION | KUALA SELANGOR | Existing | RYB | 230/400 V |  |  | LV LINE |  | 185_4C_AL_XLPE |  |  |  | 12.439 m |  | 4 | 0 | Pass | null
381575352 | TNB | DISTRIBUTION | KUALA SELANGOR | Existing | RYB | 230/400 V |  |  | LV LINE |  | 185_4C_AL_XLPE |  |  |  | 11.933 m |  | 4 | 0 | Pass | null
381575357 | TNB | DISTRIBUTION | KUALA SELANGOR | Existing | RYB | 230/400 V |  |  | LV LINE |  | 185_4C_AL_XLPE |  |  |  | 9.283 m |  | 4 | 0 | Pass | null
381575392 | TNB | DISTRIBUTION | KUALA SELANGOR | Existing | RYB | 230/400 V |  |  | SERVICE LINE |  | 70_4C_AL_XLPE |  |  |  | 2.126 m |  | 4 | 0 | Pass | null
381575397 | TNB | DISTRIBUTION | KUALA SELANGOR | Existing | RYB | 230/400 V |  |  | SERVICE LINE |  | 185_4C_AL_XLPE |  |  |  | 0.512 m |  | 4 | 0 | Pass | null
381575402 | TNB | DISTRIBUTION | KUALA SELANGOR | Existing | RYB | 230/400 V |  |  | LV LINE |  | 185_4C_AL_XLPE |  |  |  | 13.980 m |  | 4 | 0 | Pass | null
381575407 | TNB | DISTRIBUTION | KUALA SELANGOR | Existing | RYB | 230/400 V |  |  | LV LINE |  | 185_4C_AL_XLPE |  |  |  | 8.461 m |  | 4 | 0 | Pass | null
381575412 | TNB | DISTRIBUTION | KUALA SELANGOR | Existing | RYB | 230/400 V |  |  | LV LINE |  | 185_4C_AL_XLPE |  |  |  | 9.414 m |  | 4 | 0 | Pass | null
381575417 | TNB | DISTRIBUTION | KUALA SELANGOR | Existing | RYB | 230/400 V |  |  | LV LINE |  | 185_4C_AL_XLPE |  |  |  | 12.053 m |  | 4 | 0 | Pass | null
381575432 | TNB | DISTRIBUTION | KUALA SELANGOR | Existing | RYB | 230/400 V |  |  | LV LINE |  | 120_4C_AL_XLPE |  |  |  | 114.461 m |  | 4 | 0 | Pass | null
381575437 | TNB | DISTRIBUTION | KUALA SELANGOR | Existing | RYB | 230/400 V |  |  | LV LINE |  | 185_4C_AL_XLPE |  |  |  | 24.981 m |  | 4 | 0 | Pass | null
381575442 | TNB | DISTRIBUTION | KUALA SELANGOR | Existing | RYB | 230/400 V |  |  | LV LINE |  | 185_4C_AL_XLPE |  |  |  | 92.919 m |  | 4 | 0 | Pass | null
381575447 | TNB | DISTRIBUTION | KUALA SELANGOR | Existing | RYB | 230/400 V |  |  | SERVICE LINE |  | 25_4C_AL_XLPE |  |  |  | 16.940 m |  | 4 | 0 | Pass | null
381575452 | TNB | DISTRIBUTION | KUALA SELANGOR | Existing | RYB | 230/400 V |  |  | SERVICE LINE |  | 25_4C_AL_XLPE |  |  |  | 3.502 m |  | 4 | 0 | Pass | null
381575457 | TNB | DISTRIBUTION | KUALA SELANGOR | Existing | RYB | 230/400 V |  |  | SERVICE LINE |  | 25_4C_AL_XLPE |  |  |  | 15.275 m |  | 4 | 0 | Pass | null
381575462 | TNB | DISTRIBUTION | KUALA SELANGOR | Existing | RYB | 230/400 V |  |  | SERVICE LINE |  | 25_4C_AL_XLPE |  |  |  | 2.465 m |  | 4 | 0 | Pass | null
381575467 | TNB | DISTRIBUTION | KUALA SELANGOR | Existing | RYB | 230/400 V |  |  | SERVICE LINE |  | 25_4C_AL_XLPE |  |  |  | 14.892 m |  | 4 | 0 | Pass | null
381575472 | TNB | DISTRIBUTION | KUALA SELANGOR | Existing | RYB | 230/400 V |  |  | SERVICE LINE |  | 25_4C_AL_XLPE |  |  |  | 2.866 m |  | 4 | 0 | Pass | null
381575477 | TNB | DISTRIBUTION | KUALA SELANGOR | Existing | RYB | 230/400 V |  |  | SERVICE LINE |  | 25_4C_AL_XLPE |  |  |  | 21.015 m |  | 4 | 0 | Pass | null
381575482 | TNB | DISTRIBUTION | KUALA SELANGOR | Existing | RYB | 230/400 V |  |  | SERVICE LINE |  | 25_4C_AL_XLPE |  |  |  | 3.261 m |  | 4 | 0 | Pass | null
381575487 | TNB | DISTRIBUTION | KUALA SELANGOR | Existing | RYB | 230/400 V |  |  | SERVICE LINE |  | 25_4C_AL_XLPE |  |  |  | 13.486 m |  | 4 | 0 | Pass | null
381575492 | TNB | DISTRIBUTION | KUALA SELANGOR | Existing | RYB | 230/400 V |  |  | SERVICE LINE |  | 25_4C_AL_XLPE |  |  |  | 1.896 m |  | 4 | 0 | Pass | null
381575497 | TNB | DISTRIBUTION | KUALA SELANGOR | Existing | RYB | 230/400 V |  |  | LV LINE |  | 185_4C_AL_XLPE |  |  |  | 126.124 m |  | 4 | 0 | Pass | null
381575502 | TNB | DISTRIBUTION | KUALA SELANGOR | Existing | RYB | 230/400 V |  |  | LV LINE |  | 185_4C_AL_XLPE |  |  |  | 21.539 m |  | 4 | 0 | Pass | null
381575507 | TNB | DISTRIBUTION | KUALA SELANGOR | Existing | RYB | 230/400 V |  |  | LV LINE |  | 185_4C_AL_XLPE |  |  |  | 74.005 m |  | 4 | 0 | Pass | null
381575512 | TNB | DISTRIBUTION | KUALA SELANGOR | Existing | RYB | 230/400 V |  |  | SERVICE LINE |  | 70_4C_AL_XLPE |  |  |  | 22.383 m |  | 4 | 0 | Pass | null
381575517 | TNB | DISTRIBUTION | KUALA SELANGOR | Existing | RYB | 230/400 V |  |  | SERVICE LINE |  | 70_4C_AL_XLPE |  |  |  | 2.895 m |  | 4 | 0 | Pass | null
381575522 | TNB | DISTRIBUTION | KUALA SELANGOR | Existing | RYB | 230/400 V |  |  | SERVICE LINE |  | 70_4C_AL_XLPE |  |  |  | 19.908 m |  | 4 | 0 | Pass | null
381575527 | TNB | DISTRIBUTION | KUALA SELANGOR | Existing | RYB | 230/400 V |  |  | SERVICE LINE |  | 70_4C_AL_XLPE |  |  |  | 2.000 m |  | 4 | 0 | Pass | null
381575532 | TNB | DISTRIBUTION | KUALA SELANGOR | Existing | RYB | 230/400 V |  |  | SERVICE LINE |  | 25_4C_AL_XLPE |  |  |  | 15.842 m |  | 4 | 0 | Pass | null
381575537 | TNB | DISTRIBUTION | KUALA SELANGOR | Existing | RYB | 230/400 V |  |  | SERVICE LINE |  | 25_4C_AL_XLPE |  |  |  | 2.001 m |  | 4 | 0 | Pass | null
381575542 | TNB | DISTRIBUTION | KUALA SELANGOR | Existing | RYB | 230/400 V |  |  | SERVICE LINE |  | 25_4C_AL_XLPE |  |  |  | 18.680 m |  | 4 | 0 | Pass | null
381575547 | TNB | DISTRIBUTION | KUALA SELANGOR | Existing | RYB | 230/400 V |  |  | SERVICE LINE |  | 25_4C_AL_XLPE |  |  |  | 2.000 m |  | 4 | 0 | Pass | null
381575552 | TNB | DISTRIBUTION | KUALA SELANGOR | Existing | RYB | 230/400 V |  |  | SERVICE LINE |  | 25_4C_AL_XLPE |  |  |  | 26.156 m |  | 4 | 0 | Pass | null
381575557 | TNB | DISTRIBUTION | KUALA SELANGOR | Existing | RYB | 230/400 V |  |  | SERVICE LINE |  | 25_4C_AL_XLPE |  |  |  | 2.000 m |  | 4 | 0 | Pass | null
381575562 | TNB | DISTRIBUTION | KUALA SELANGOR | Existing | RYB | 230/400 V |  |  | SERVICE LINE |  | 25_4C_AL_XLPE |  |  |  | 5.289 m | PANEL TM | 4 | 0 | Pass | null
381575567 | TNB | DISTRIBUTION | KUALA SELANGOR | Existing | RYB | 230/400 V |  |  | SERVICE LINE |  | 25_4C_AL_XLPE |  |  |  | 1.444 m | PANEL TM | 4 | 0 | Pass | null
381575572 | TNB | DISTRIBUTION | KUALA SELANGOR | Existing | RYB | 230/400 V |  |  | SERVICE LINE |  | 25_4C_AL_XLPE |  |  |  | 0.735 m | CELCOM | 4 | 0 | Pass | null
381575577 | TNB | DISTRIBUTION | KUALA SELANGOR | Existing | RYB | 230/400 V |  |  | SERVICE LINE |  | 25_4C_AL_XLPE |  |  |  | 0.734 m | CELCOM | 4 | 0 | Pass | null
381575582 | TNB | DISTRIBUTION | KUALA SELANGOR | Existing | RYB | 230/400 V |  |  | SERVICE LINE |  | 25_4C_AL_XLPE |  |  |  | 2.535 m |  | 4 | 0 | Pass | null
381575587 | TNB | DISTRIBUTION | KUALA SELANGOR | Existing | RYB | 230/400 V |  |  | SERVICE LINE |  | 25_4C_AL_XLPE |  |  |  | 3.360 m |  | 4 | 0 | Pass | null
381575592 | TNB | DISTRIBUTION | KUALA SELANGOR | Existing | RYB | 230/400 V |  |  | LV LINE |  | 185_4C_AL_XLPE |  |  |  | 28.931 m |  | 4 | 0 | Pass | null
381575597 | TNB | DISTRIBUTION | KUALA SELANGOR | Existing | RYB | 230/400 V |  |  | LV LINE |  | 185_4C_AL_XLPE |  |  |  | 26.706 m |  | 4 | 0 | Pass | null
381575602 | TNB | DISTRIBUTION | KUALA SELANGOR | Existing | RYB | 230/400 V |  |  | SERVICE LINE |  | 25_4C_AL_XLPE |  |  |  | 2.444 m |  | 4 | 0 | Pass | null
381575607 | TNB | DISTRIBUTION | KUALA SELANGOR | Existing | RYB | 230/400 V |  |  | LV LINE |  | 25_4C_AL_XLPE |  |  |  | 6.987 m |  | 4 | 0 | Pass | null
381575612 | TNB | DISTRIBUTION | KUALA SELANGOR | Existing | RYB | 230/400 V |  |  | SERVICE LINE |  | 25_4C_AL_XLPE |  |  |  | 14.866 m |  | 4 | 0 | Pass | null
381575622 | TNB | DISTRIBUTION | KUALA SELANGOR | Existing | RYB | 230/400 V |  |  | LV LINE |  | 185_4C_AL_XLPE |  |  |  | 9.771 m |  | 4 | 0 | Pass | null
381575627 | TNB | DISTRIBUTION | KUALA SELANGOR | Existing | RYB | 230/400 V |  |  | LV LINE |  | 185_4C_AL_XLPE |  |  |  | 11.587 m |  | 4 | 0 | Pass | null
381575632 | TNB | DISTRIBUTION | KUALA SELANGOR | Existing | RYB | 230/400 V |  |  | LV LINE |  | 185_4C_AL_XLPE |  |  |  | 10.003 m |  | 4 | 0 | Pass | null
381575637 | TNB | DISTRIBUTION | KUALA SELANGOR | Existing | RYB | 230/400 V |  |  | SERVICE LINE |  | 25_4C_AL_XLPE |  |  |  | 11.008 m |  | 4 | 0 | Pass | null
381575638 | TNB | DISTRIBUTION | KUALA SELANGOR | Existing | RYB | 230/400 V |  |  | SERVICE LINE |  | 25_4C_AL_XLPE |  |  |  | 1.212 m |  | 4 | 0 | Pass | null
381575639 | TNB | DISTRIBUTION | KUALA SELANGOR | Existing | RYB | 230/400 V |  |  | SERVICE LINE |  | 25_4C_AL_XLPE |  |  |  | 5.606 m |  | 4 | 0 | Pass | null
381575644 | TNB | DISTRIBUTION | KUALA SELANGOR | Existing | RYB | 230/400 V |  |  | SERVICE LINE |  | 25_4C_AL_XLPE |  |  |  | 0.579 m |  | 4 | 0 | Pass | null
381575649 | TNB | DISTRIBUTION | KUALA SELANGOR | Existing | RYB | 230/400 V |  |  | SERVICE LINE |  | 25_4C_AL_XLPE |  |  |  | 2.754 m |  | 4 | 0 | Pass | null
381575654 | TNB | DISTRIBUTION | KUALA SELANGOR | Existing | RYB | 230/400 V |  |  | SERVICE LINE |  | 25_4C_AL_XLPE |  |  |  | 1.471 m |  | 4 | 0 | Pass | null
381575669 | TNB | DISTRIBUTION | KUALA SELANGOR | Existing | RYB | 230/400 V |  |  | LV LINE |  | 185_4C_AL_XLPE |  |  |  | 27.008 m |  | 4 | 0 | Pass | null
381575674 | TNB | DISTRIBUTION | KUALA SELANGOR | Existing | RYB | 230/400 V |  |  | SERVICE LINE |  | 25_4C_AL_XLPE |  |  |  | 14.604 m |  | 4 | 0 | Pass | null
381575679 | TNB | DISTRIBUTION | KUALA SELANGOR | Existing | RYB | 230/400 V |  |  | SERVICE LINE |  | 25_4C_AL_XLPE |  |  |  | 1.614 m |  | 4 | 0 | Pass | null
381575684 | TNB | DISTRIBUTION | KUALA SELANGOR | Existing | RYB | 230/400 V |  |  | SERVICE LINE |  | 25_4C_AL_XLPE |  |  |  | 10.597 m |  | 4 | 0 | Pass | null
381575685 | TNB | DISTRIBUTION | KUALA SELANGOR | Existing | RYB | 230/400 V |  |  | SERVICE LINE |  | 25_4C_AL_XLPE |  |  |  | 1.068 m |  | 4 | 0 | Pass | null
381575686 | TNB | DISTRIBUTION | KUALA SELANGOR | Existing | RYB | 230/400 V |  |  | LV LINE |  | 185_4C_AL_XLPE |  |  |  | 14.980 m |  | 4 | 0 | Pass | null
381575691 | TNB | DISTRIBUTION | KUALA SELANGOR | Existing | RYB | 230/400 V |  |  | LV LINE |  | 185_4C_AL_XLPE |  |  |  | 15.561 m |  | 4 | 0 | Pass | null
381575696 | TNB | DISTRIBUTION | KUALA SELANGOR | Existing | RYB | 230/400 V |  |  | SERVICE LINE |  | 25_4C_AL_XLPE |  |  |  | 5.678 m |  | 4 | 0 | Pass | null
381575701 | TNB | DISTRIBUTION | KUALA SELANGOR | Existing | RYB | 230/400 V |  |  | SERVICE LINE |  | 25_4C_AL_XLPE |  |  |  | 1.076 m |  | 4 | 0 | Pass | null
381575711 | TNB | DISTRIBUTION | KUALA SELANGOR | Existing | RYB | 230/400 V |  |  | SERVICE LINE |  | 70_4C_AL_PILC |  |  |  | 279.603 m | MASUK KE MSB DARI P/E YURI | 4 | 0 | Pass | null
381575718 | TNB | DISTRIBUTION | KUALA SELANGOR | Existing | RYB | 230/400 V |  |  | SERVICE LINE |  | 70_4C_AL_XLPE |  |  |  | 7.368 m |  | 4 | 0 | Pass | null
381575723 | TNB | DISTRIBUTION | KUALA SELANGOR | Existing | RYB | 230/400 V |  |  | SERVICE LINE |  | 70_4C_AL_XLPE |  |  |  | 3.046 m |  | 4 | 0 | Pass | null
381575729 | TNB | DISTRIBUTION | KUALA SELANGOR | Existing | RYB | 230/400 V |  |  | SERVICE LINE |  | 25_4C_AL_XLPE |  |  |  | 13.373 m |  | 4 | 0 | Pass | null
381577631 | TNB | DISTRIBUTION | KUALA SELANGOR | Existing | RYB | 230/400 V |  |  | LV LINE |  | 185_4C_AL_XLPE |  |  |  | 227.248 m |  | 4 | 0 | Pass | null
381577646 | TNB | DISTRIBUTION | KUALA SELANGOR | Existing | RYB | 230/400 V |  |  | LV LINE |  | 185_4C_AL_XLPE |  |  |  | 229.333 m |  | 4 | 0 | Pass | null
381577651 | TNB | DISTRIBUTION | KUALA SELANGOR | Existing | RYB | 230/400 V |  |  | LV LINE |  | 185_4C_AL_XLPE |  |  |  | 231.875 m |  | 4 | 0 | Pass | null
381577661 | TNB | DISTRIBUTION | KUALA SELANGOR | Existing | RYB | 230/400 V |  |  | LV LINE |  | 185_4C_AL_XLPE |  |  |  | 164.389 m |  | 4 | 0 | Pass | null
381577666 | TNB | DISTRIBUTION | KUALA SELANGOR | Existing | RYB | 230/400 V |  |  | LV LINE |  | 185_4C_AL_XLPE |  |  |  | 242.257 m |  | 4 | 0 | Pass | null
381577671 | TNB | DISTRIBUTION | KUALA SELANGOR | Existing | RYB | 230/400 V |  |  | LV LINE |  | 185_4C_AL_XLPE |  |  |  | 339.252 m |  | 4 | 0 | Pass | null
381577686 | TNB | DISTRIBUTION | KUALA SELANGOR | Existing | RYB | 230/400 V |  |  | LV LINE |  | 185_4C_AL_XLPE |  |  |  | 91.911 m |  | 4 | 0 | Pass | null
381577691 | TNB | DISTRIBUTION | KUALA SELANGOR | Existing | RYB | 230/400 V |  |  | LV LINE |  | 185_4C_AL_XLPE |  |  |  | 95.842 m |  | 4 | 0 | Pass | null
381577696 | TNB | DISTRIBUTION | KUALA SELANGOR | Existing | RYB | 230/400 V |  |  | LV LINE |  | 185_4C_AL_XLPE |  |  |  | 51.463 m |  | 4 | 0 | Pass | null
381577707 | TNB | DISTRIBUTION | KUALA SELANGOR | Existing | RYB | 230/400 V |  |  | LV LINE |  | 185_4C_AL_XLPE |  |  |  | 28.466 m |  | 4 | 0 | Pass | null
381577712 | TNB | DISTRIBUTION | KUALA SELANGOR | Existing | RYB | 230/400 V |  |  | LV LINE |  | 185_4C_AL_XLPE |  |  |  | 71.301 m |  | 4 | 0 | Pass | null
381577718 | TNB | DISTRIBUTION | KUALA SELANGOR | Existing | RYB | 230/400 V |  |  | LV LINE |  | 185_4C_AL_XLPE |  |  |  | 72.099 m |  | 4 | 0 | Pass | null
381612719 | TNB | DISTRIBUTION | KUALA SELANGOR | Existing | RYB | 230/400 V |  |  | SERVICE LINE |  | 25_4C_AL_XLPE |  |  |  | 30.884 m |  | 4 | 0 | Pass | null
381614379 | TNB | DISTRIBUTION | KUALA SELANGOR | Existing | RYB | 230/400 V |  |  | LV LINE |  | 185_4C_AL_XLPE |  |  |  | 18.716 m |  | 4 | 0 | Pass | null
381614384 | TNB | DISTRIBUTION | KUALA SELANGOR | Existing | RYB | 230/400 V |  |  | LV LINE |  | 185_4C_AL_XLPE |  |  |  | 18.313 m |  | 4 | 0 | Pass | null
381614398 | TNB | DISTRIBUTION | KUALA SELANGOR | Existing | RYB | 230/400 V |  |  | LV LINE |  | 185_4C_AL_XLPE |  |  |  | 54.417 m |  | 4 | 0 | Pass | null
381614440 | TNB | DISTRIBUTION | KUALA SELANGOR | Existing | RYB | 230/400 V |  |  | LV LINE |  | 185_4C_AL_XLPE |  |  |  | 141.653 m |  | 4 | 0 | Pass | null
381614676 | TNB | DISTRIBUTION | KUALA SELANGOR | Existing | RYB | 230/400 V |  |  | LV LINE |  | 185_4C_AL_XLPE |  |  |  | 125.571 m |  | 4 | 0 | Pass | null
381614681 | TNB | DISTRIBUTION | KUALA SELANGOR | Existing | RYB | 230/400 V |  |  | LV LINE |  | 185_4C_AL_XLPE |  |  |  | 101.043 m |  | 4 | 0 | Pass | null
381614706 | TNB | DISTRIBUTION | KUALA SELANGOR | Existing | RYB | 230/400 V |  |  | LV LINE |  | 185_4C_AL_XLPE |  |  |  | 88.975 m |  | 4 | 0 | Pass | null
381614715 | TNB | DISTRIBUTION | KUALA SELANGOR | Existing | RYB | 230/400 V |  |  | LV LINE |  | 185_4C_AL_XLPE |  |  |  | 94.129 m |  | 4 | 0 | Pass | null
381614724 | TNB | DISTRIBUTION | KUALA SELANGOR | Existing | RYB | 230/400 V |  |  | LV LINE |  | 185_4C_AL_XLPE |  |  |  | 99.638 m |  | 4 | 0 | Pass | null
381614729 | TNB | DISTRIBUTION | KUALA SELANGOR | Existing | RYB | 230/400 V |  |  | LV LINE |  | 185_4C_AL_XLPE |  |  |  | 104.327 m |  | 4 | 0 | Pass | null
381614750 | TNB | DISTRIBUTION | KUALA SELANGOR | Existing | RYB | 230/400 V |  |  | LV LINE |  | 185_4C_AL_XLPE |  |  |  | 62.421 m |  | 4 | 0 | Pass | null
381614755 | TNB | DISTRIBUTION | KUALA SELANGOR | Existing | RYB | 230/400 V |  |  | LV LINE |  | 185_4C_AL_XLPE |  |  |  | 63.225 m |  | 4 | 0 | Pass | null
381614760 | TNB | DISTRIBUTION | KUALA SELANGOR | Existing | RYB | 230/400 V |  |  | LV LINE |  | 185_4C_AL_XLPE |  |  |  | 63.326 m |  | 4 | 0 | Pass | null
381614765 | TNB | DISTRIBUTION | KUALA SELANGOR | Existing | RYB | 230/400 V |  |  | LV LINE |  | 300_4C_AL_XLPE |  |  |  | 114.208 m |  | 4 | 0 | Pass | null
381614770 | TNB | DISTRIBUTION | KUALA SELANGOR | Existing | RYB | 230/400 V |  |  | LV LINE |  | 300_4C_AL_XLPE |  |  |  | 115.546 m |  | 4 | 0 | Pass | null
381614775 | TNB | DISTRIBUTION | KUALA SELANGOR | Existing | RYB | 230/400 V |  |  | LV LINE |  | 300_4C_AL_XLPE |  |  |  | 40.187 m |  | 4 | 0 | Pass | null
381614780 | TNB | DISTRIBUTION | KUALA SELANGOR | Existing | RYB | 230/400 V |  |  | LV LINE |  | 300_4C_AL_XLPE |  |  |  | 41.554 m |  | 4 | 0 | Pass | null
381614785 | TNB | DISTRIBUTION | KUALA SELANGOR | Existing | RYB | 230/400 V |  |  | LV LINE |  | 185_4C_AL_XLPE |  |  |  | 21.298 m |  | 4 | 0 | Pass | null
381614790 | TNB | DISTRIBUTION | KUALA SELANGOR | Existing | RYB | 230/400 V |  |  | LV LINE |  | 185_4C_AL_XLPE |  |  |  | 22.743 m |  | 4 | 0 | Pass | null
381614795 | TNB | DISTRIBUTION | KUALA SELANGOR | Existing | RYB | 230/400 V |  |  | LV LINE |  | 185_4C_AL_XLPE |  |  |  | 74.610 m |  | 4 | 0 | Pass | null
381614800 | TNB | DISTRIBUTION | KUALA SELANGOR | Existing | RYB | 230/400 V |  |  | LV LINE |  | 185_4C_AL_XLPE |  |  |  | 59.198 m |  | 4 | 0 | Pass | null
381614805 | TNB | DISTRIBUTION | KUALA SELANGOR | Existing | RYB | 230/400 V |  |  | LV LINE |  | 185_4C_AL_XLPE |  |  |  | 102.225 m |  | 4 | 0 | Pass | null
381614810 | TNB | DISTRIBUTION | KUALA SELANGOR | Existing | RYB | 230/400 V |  |  | LV LINE |  | 185_4C_AL_XLPE |  |  |  | 88.725 m |  | 4 | 0 | Pass | null
381614868 | TNB | DISTRIBUTION | KUALA SELANGOR | Existing | RYB | 230/400 V |  |  | LV LINE |  | 185_4C_AL_XLPE |  |  |  | 17.768 m |  | 4 | 0 | Pass | null
381614873 | TNB | DISTRIBUTION | KUALA SELANGOR | Existing | RYB | 230/400 V |  |  | LV LINE |  | 185_4C_AL_XLPE |  |  |  | 49.082 m |  | 4 | 0 | Pass | null
381614878 | TNB | DISTRIBUTION | KUALA SELANGOR | Existing | RYB | 230/400 V |  |  | LV LINE |  | 185_4C_AL_XLPE |  |  |  | 78.313 m |  | 4 | 0 | Pass | null
381614988 | TNB | DISTRIBUTION | KUALA SELANGOR | Existing | RYB | 230/400 V |  |  | LV LINE |  | 185_4C_AL_XLPE |  |  |  | 22.290 m |  | 4 | 0 | Pass | null
381614993 | TNB | DISTRIBUTION | KUALA SELANGOR | Existing | RYB | 230/400 V |  |  | LV LINE |  | 185_4C_AL_XLPE |  |  |  | 38.551 m |  | 4 | 0 | Pass | null
381615215 | TNB | DISTRIBUTION | KUALA SELANGOR | Existing | RYB | 230/400 V |  |  | LV LINE |  | 185_4C_AL_XLPE |  |  |  | 22.168 m |  | 4 | 0 | Pass | null
381615254 | TNB | DISTRIBUTION | KUALA SELANGOR | Existing | RYB | 230/400 V |  |  | LV LINE |  | 185_4C_AL_XLPE |  |  |  | 32.182 m |  | 4 | 0 | Pass | null
381615259 | TNB | DISTRIBUTION | KUALA SELANGOR | Existing | RYB | 230/400 V |  |  | LV LINE |  | 185_4C_AL_XLPE |  |  |  | 143.203 m |  | 4 | 0 | Pass | null
381615264 | TNB | DISTRIBUTION | KUALA SELANGOR | Existing | RYB | 230/400 V |  |  | LV LINE |  | 185_4C_AL_XLPE |  |  |  | 143.123 m |  | 4 | 0 | Pass | null
381615269 | TNB | DISTRIBUTION | KUALA SELANGOR | Existing | RYB | 230/400 V |  |  | LV LINE |  | 185_4C_AL_XLPE |  |  |  | 140.782 m |  | 4 | 0 | Pass | null
381615366 | TNB | DISTRIBUTION | KUALA SELANGOR | Existing | RYB | 230/400 V |  |  | SERVICE LINE |  | 70_4C_AL_XLPE |  |  |  | 8.883 m |  | 4 | 0 | Pass | null
381615551 | TNB | DISTRIBUTION | KUALA SELANGOR | Existing | RYB | 230/400 V |  |  | SERVICE LINE |  | 70_4C_AL_XLPE |  |  |  | 17.480 m |  | 4 | 0 | Pass | null
381615583 | TNB | DISTRIBUTION | KUALA SELANGOR | Existing | RYB | 230/400 V |  |  | LV LINE |  | 185_4C_AL_XLPE |  |  |  | 72.919 m |  | 4 | 0 | Pass | null
381615588 | TNB | DISTRIBUTION | KUALA SELANGOR | Existing | RYB | 230/400 V |  |  | LV LINE |  | 300_4C_AL_XLPE |  |  |  | 75.611 m |  | 4 | 0 | Pass | null
381615603 | TNB | DISTRIBUTION | KUALA SELANGOR | Existing | RYB | 230/400 V |  |  | LV LINE |  | 185_4C_AL_XLPE |  |  |  | 22.749 m |  | 4 | 0 | Pass | null
381615656 | TNB | DISTRIBUTION | KUALA SELANGOR | Existing | RYB | 230/400 V |  |  | LV LINE |  | 25_4C_AL_XLPE |  |  |  | 6.012 m |  | 4 | 0 | Pass | null
381615795 | TNB | DISTRIBUTION | KUALA SELANGOR | Existing | RYB | 230/400 V |  |  | LV LINE |  | 185_4C_AL_XLPE |  |  |  | 9.034 m |  | 4 | 0 | Pass | null
381615849 | TNB | DISTRIBUTION | KUALA SELANGOR | Existing | RYB | 230/400 V |  |  | LV LINE |  | 185_4C_AL_XLPE |  |  |  | 16.783 m |  | 4 | 0 | Pass | null
381615854 | TNB | DISTRIBUTION | KUALA SELANGOR | Existing | RYB | 230/400 V |  |  | LV LINE |  | 185_4C_AL_XLPE |  |  |  | 17.804 m |  | 4 | 0 | Pass | null
381615859 | TNB | DISTRIBUTION | KUALA SELANGOR | Existing | RYB | 230/400 V |  |  | LV LINE |  | 185_4C_AL_XLPE |  |  |  | 16.486 m |  | 4 | 0 | Pass | null
381615864 | TNB | DISTRIBUTION | KUALA SELANGOR | Existing | RYB | 230/400 V |  |  | LV LINE |  | 185_4C_AL_XLPE |  |  |  | 17.950 m |  | 4 | 0 | Pass | null
381615869 | TNB | DISTRIBUTION | KUALA SELANGOR | Existing | RYB | 230/400 V |  |  | LV LINE |  | 185_4C_AL_XLPE |  |  |  | 12.036 m |  | 4 | 0 | Pass | null
381615894 | TNB | DISTRIBUTION | KUALA SELANGOR | Existing | R | 230/400 V |  |  | SERVICE LINE |  | ARMOURED_16MM |  |  |  | 8.940 m |  | 2 | 0 | Pass | null
381615989 | TNB | DISTRIBUTION | KUALA SELANGOR | Existing | RYB | 230/400 V |  |  | LV LINE |  | 185_4C_AL_XLPE |  |  |  | 53.296 m |  | 4 | 0 | Pass | null
381615994 | TNB | DISTRIBUTION | KUALA SELANGOR | Existing | RYB | 230/400 V |  |  | SERVICE LINE |  | 25_4C_AL_XLPE |  |  |  | 6.017 m |  | 4 | 0 | Pass | null
381616118 | TNB | DISTRIBUTION | KUALA SELANGOR | Existing | RYB | 230/400 V |  |  | LV LINE |  | 185_4C_AL_XLPE |  |  |  | 175.051 m |  | 4 | 0 | Pass | null
381708719 | TNB | DISTRIBUTION | KUALA SELANGOR | Existing | RYB | 230/400 V |  |  | LV LINE |  | 185_4C_AL_XLPE |  |  |  | 34.318 m |  | 4 | 0 | Pass | null
381708724 | TNB | DISTRIBUTION | KUALA SELANGOR | Existing | RYB | 230/400 V |  |  | LV LINE |  | 185_4C_AL_XLPE |  |  |  | 7.379 m |  | 4 | 0 | Pass | null
381708729 | TNB | DISTRIBUTION | KUALA SELANGOR | Existing | RYB | 230/400 V |  |  | LV LINE |  | 185_4C_AL_XLPE |  |  |  | 6.576 m |  | 4 | 0 | Pass | null
381708734 | TNB | DISTRIBUTION | KUALA SELANGOR | Existing | RYB | 230/400 V |  |  | LV LINE |  | 185_4C_AL_XLPE |  |  |  | 7.553 m |  | 4 | 0 | Pass | null
381708739 | TNB | DISTRIBUTION | KUALA SELANGOR | Existing | RYB | 230/400 V |  |  | LV LINE |  | 185_4C_AL_XLPE |  |  |  | 9.612 m |  | 4 | 0 | Pass | null
381708744 | TNB | DISTRIBUTION | KUALA SELANGOR | Existing | RYB | 230/400 V |  |  | LV LINE |  | 185_4C_AL_XLPE |  |  |  | 29.310 m |  | 4 | 0 | Pass | null
381708749 | TNB | DISTRIBUTION | KUALA SELANGOR | Existing | RYB | 230/400 V |  |  | LV LINE |  | 185_4C_AL_XLPE |  |  |  | 23.005 m |  | 4 | 0 | Pass | null
381708759 | TNB | DISTRIBUTION | KUALA SELANGOR | Existing | RYB | 230/400 V |  |  | SERVICE LINE |  | 120_4C_AL_XLPE |  |  |  | 15.239 m |  | 4 | 0 | Pass | null
381708764 | TNB | DISTRIBUTION | KUALA SELANGOR | Existing | RYB | 230/400 V |  |  | LV LINE |  | 185_4C_AL_XLPE |  |  |  | 79.409 m |  | 4 | 0 | Pass | null
381708769 | TNB | DISTRIBUTION | KUALA SELANGOR | Existing | RYB | 230/400 V |  |  | LV LINE |  | 185_4C_AL_XLPE |  |  |  | 79.611 m |  | 4 | 0 | Pass | null
381708774 | TNB | DISTRIBUTION | KUALA SELANGOR | Existing | RYB | 230/400 V |  |  | LV LINE |  | 185_4C_AL_XLPE |  |  |  | 77.831 m |  | 4 | 0 | Pass | null
381708779 | TNB | DISTRIBUTION | KUALA SELANGOR | Existing | RYB | 230/400 V |  |  | LV LINE |  | 185_4C_AL_XLPE |  |  |  | 29.771 m |  | 4 | 0 | Pass | null
381708784 | TNB | DISTRIBUTION | KUALA SELANGOR | Existing | RYB | 230/400 V |  |  | LV LINE |  | 185_4C_AL_XLPE |  |  |  | 49.199 m |  | 4 | 0 | Pass | null
381708794 | TNB | DISTRIBUTION | KUALA SELANGOR | Existing | RYB | 230/400 V |  |  | LV LINE |  | 185_4C_AL_XLPE |  |  |  | 30.381 m |  | 4 | 0 | Pass | null
381708804 | TNB | DISTRIBUTION | KUALA SELANGOR | Existing | RYB | 230/400 V |  |  | LV LINE |  | 185_4C_AL_XLPE |  |  |  | 13.859 m |  | 4 | 0 | Pass | null
381708809 | TNB | DISTRIBUTION | KUALA SELANGOR | Existing | RYB | 230/400 V |  |  | LV LINE |  | 185_4C_AL_XLPE |  |  |  | 19.291 m |  | 4 | 0 | Pass | null
381708814 | TNB | DISTRIBUTION | KUALA SELANGOR | Existing | RYB | 230/400 V |  |  | LV LINE |  | 185_4C_AL_XLPE |  |  |  | 18.876 m |  | 4 | 0 | Pass | null
381708819 | TNB | DISTRIBUTION | KUALA SELANGOR | Existing | RYB | 230/400 V |  |  | LV LINE |  | 185_4C_AL_XLPE |  |  |  | 31.324 m |  | 4 | 0 | Pass | null
381708824 | TNB | DISTRIBUTION | KUALA SELANGOR | Existing | RYB | 230/400 V |  |  | LV LINE |  | 185_4C_AL_XLPE |  |  |  | 29.426 m |  | 4 | 0 | Pass | null
381708829 | TNB | DISTRIBUTION | KUALA SELANGOR | Existing | R | 230/400 V |  |  | SERVICE LINE |  | ARMOURED_16MM |  |  |  | 2.000 m |  | 2 | 0 | Pass | null
381708832 | TNB | DISTRIBUTION | KUALA SELANGOR | Existing | RYB | 230/400 V |  |  | SERVICE LINE |  | 185_4C_AL_XLPE |  |  |  | 1.688 m |  | 4 | 0 | Pass | null
381708837 | TNB | DISTRIBUTION | KUALA SELANGOR | Existing | RYB | 230/400 V |  |  | SERVICE LINE |  | 185_4C_AL_XLPE |  |  |  | 1.967 m |  | 4 | 0 | Pass | null
381708842 | TNB | DISTRIBUTION | KUALA SELANGOR | Existing | RYB | 230/400 V |  |  | SERVICE LINE |  | 185_4C_AL_XLPE |  |  |  | 5.783 m |  | 4 | 0 | Pass | null
381708847 | TNB | DISTRIBUTION | KUALA SELANGOR | Existing | RYB | 230/400 V |  |  | LV LINE |  | 185_4C_AL_XLPE |  |  |  | 129.216 m |  | 4 | 0 | Pass | null
381708862 | TNB | DISTRIBUTION | KUALA SELANGOR | Existing | RYB | 230/400 V |  |  | SERVICE LINE |  | 25_4C_AL_XLPE |  |  |  | 40.314 m |  | 4 | 0 | Pass | null
381708867 | TNB | DISTRIBUTION | KUALA SELANGOR | Existing | RYB | 230/400 V |  |  | SERVICE LINE |  | 25_4C_AL_XLPE |  |  |  | 1.254 m |  | 4 | 0 | Pass | null
381708872 | TNB | DISTRIBUTION | KUALA SELANGOR | Existing | RYB | 230/400 V |  |  | LV LINE |  | 185_4C_AL_XLPE |  |  |  | 23.608 m |  | 4 | 0 | Pass | null
381708877 | TNB | DISTRIBUTION | KUALA SELANGOR | Existing | RYB | 230/400 V |  |  | SERVICE LINE |  | 25_4C_AL_XLPE |  |  |  | 14.968 m |  | 4 | 0 | Pass | null
381708882 | TNB | DISTRIBUTION | KUALA SELANGOR | Existing | RYB | 230/400 V |  |  | LV LINE |  | 185_4C_AL_XLPE |  |  |  | 55.972 m |  | 4 | 0 | Pass | null
381708887 | TNB | DISTRIBUTION | KUALA SELANGOR | Existing | RYB | 230/400 V |  |  | LV LINE |  | 185_4C_AL_XLPE |  |  |  | 45.847 m |  | 4 | 0 | Pass | null
381708892 | TNB | DISTRIBUTION | KUALA SELANGOR | Existing | RYB | 230/400 V |  |  | SERVICE LINE |  | 25_4C_AL_XLPE |  |  |  | 2.341 m |  | 4 | 0 | Pass | null
381708897 | TNB | DISTRIBUTION | KUALA SELANGOR | Existing | RYB | 230/400 V |  |  | SERVICE LINE |  | 25_4C_AL_XLPE |  |  |  | 1.133 m |  | 4 | 0 | Pass | null
381708902 | TNB | DISTRIBUTION | KUALA SELANGOR | Existing | RYB | 230/400 V |  |  | SERVICE LINE |  | 120_4C_AL_XLPE |  |  |  | 2.001 m |  | 4 | 0 | Pass | null
381708907 | TNB | DISTRIBUTION | KUALA SELANGOR | Existing | RYB | 230/400 V |  |  | LV LINE |  | 185_4C_AL_XLPE |  |  |  | 106.654 m |  | 4 | 0 | Pass | null
381708912 | TNB | DISTRIBUTION | KUALA SELANGOR | Existing | R | 230/400 V |  |  | SERVICE LINE |  | ARMOURED_16MM |  |  |  | 0.938 m |  | 2 | 0 | Pass | null
381708915 | TNB | DISTRIBUTION | KUALA SELANGOR | Existing | RYB | 230/400 V |  |  | SERVICE LINE |  | 25_4C_AL_XLPE |  |  |  | 4.983 m |  | 4 | 0 | Pass | null
381708920 | TNB | DISTRIBUTION | KUALA SELANGOR | Existing | RYB | 230/400 V |  |  | SERVICE LINE |  | 25_4C_AL_XLPE |  |  |  | 2.029 m |  | 4 | 0 | Pass | null
381708925 | TNB | DISTRIBUTION | KUALA SELANGOR | Existing | RYB | 230/400 V |  |  | SERVICE LINE |  | 25_4C_AL_XLPE |  |  |  | 30.593 m |  | 4 | 0 | Pass | null
381708930 | TNB | DISTRIBUTION | KUALA SELANGOR | Existing | RYB | 230/400 V |  |  | SERVICE LINE |  | 25_4C_AL_XLPE |  |  |  | 3.342 m |  | 4 | 0 | Pass | null
381708935 | TNB | DISTRIBUTION | KUALA SELANGOR | Existing | RYB | 230/400 V |  |  | SERVICE LINE |  | 25_4C_AL_XLPE |  |  |  | 22.156 m |  | 4 | 0 | Pass | null
381708940 | TNB | DISTRIBUTION | KUALA SELANGOR | Existing | RYB | 230/400 V |  |  | SERVICE LINE |  | 25_4C_AL_XLPE |  |  |  | 3.234 m |  | 4 | 0 | Pass | null
381708950 | TNB | DISTRIBUTION | KUALA SELANGOR | Existing | RYB | 230/400 V |  |  | LV LINE |  | 185_4C_AL_XLPE |  |  |  | 7.816 m |  | 4 | 0 | Pass | null
381708955 | TNB | DISTRIBUTION | KUALA SELANGOR | Existing | RYB | 230/400 V |  |  | LV LINE |  | 185_4C_AL_XLPE |  |  |  | 28.177 m |  | 4 | 0 | Pass | null
381708960 | TNB | DISTRIBUTION | KUALA SELANGOR | Existing | RYB | 230/400 V |  |  | LV LINE |  | 185_4C_AL_XLPE |  |  |  | 2.501 m |  | 4 | 0 | Pass | null
381708965 | TNB | DISTRIBUTION | KUALA SELANGOR | Existing | RYB | 230/400 V |  |  | SERVICE LINE |  | 25_4C_AL_XLPE |  |  |  | 11.305 m |  | 4 | 0 | Pass | null
381708970 | TNB | DISTRIBUTION | KUALA SELANGOR | Existing | RYB | 230/400 V |  |  | SERVICE LINE |  | 25_4C_AL_XLPE |  |  |  | 2.501 m |  | 4 | 0 | Pass | null
381708975 | TNB | DISTRIBUTION | KUALA SELANGOR | Existing | RYB | 230/400 V |  |  | SERVICE LINE |  | 25_4C_AL_XLPE |  |  |  | 11.180 m |  | 4 | 0 | Pass | null
381708980 | TNB | DISTRIBUTION | KUALA SELANGOR | Existing | RYB | 230/400 V |  |  | SERVICE LINE |  | 25_4C_AL_XLPE |  |  |  | 1.500 m |  | 4 | 0 | Pass | null
381708990 | TNB | DISTRIBUTION | KUALA SELANGOR | Existing | RYB | 230/400 V |  |  | LV LINE |  | 185_4C_AL_XLPE |  |  |  | 2.916 m |  | 4 | 0 | Pass | null
381708995 | TNB | DISTRIBUTION | KUALA SELANGOR | Existing | RYB | 230/400 V |  |  | LV LINE |  | 185_4C_AL_XLPE |  |  |  | 8.434 m |  | 4 | 0 | Pass | null
381709000 | TNB | DISTRIBUTION | KUALA SELANGOR | Existing | RYB | 230/400 V |  |  | LV LINE |  | 185_4C_AL_XLPE |  |  |  | 9.162 m |  | 4 | 0 | Pass | null
381709005 | TNB | DISTRIBUTION | KUALA SELANGOR | Existing | RYB | 230/400 V |  |  | LV LINE |  | 185_4C_AL_XLPE |  |  |  | 40.298 m |  | 4 | 0 | Pass | null
381709010 | TNB | DISTRIBUTION | KUALA SELANGOR | Existing | RYB | 230/400 V |  |  | LV LINE |  | 185_4C_AL_XLPE |  |  |  | 40.943 m |  | 4 | 0 | Pass | null
381709020 | TNB | DISTRIBUTION | KUALA SELANGOR | Existing | RYB | 230/400 V |  |  | LV LINE |  | 185_4C_AL_XLPE |  |  |  | 38.583 m |  | 4 | 0 | Pass | null
381709025 | TNB | DISTRIBUTION | KUALA SELANGOR | Existing | RYB | 230/400 V |  |  | LV LINE |  | 185_4C_AL_XLPE |  |  |  | 35.773 m |  | 4 | 0 | Pass | null
381709030 | TNB | DISTRIBUTION | KUALA SELANGOR | Existing | R | 230/400 V |  |  | SERVICE LINE |  | ARMOURED_16MM |  |  |  | 13.465 m |  | 2 | 0 | Pass | null
381709033 | TNB | DISTRIBUTION | KUALA SELANGOR | Existing | RYB | 230/400 V |  |  | LV LINE |  | 185_4C_AL_XLPE |  |  |  | 10.082 m |  | 4 | 0 | Pass | null
381709038 | TNB | DISTRIBUTION | KUALA SELANGOR | Existing | RYB | 230/400 V |  |  | LV LINE |  | 185_4C_AL_XLPE |  |  |  | 9.788 m |  | 4 | 0 | Pass | null
381709043 | TNB | DISTRIBUTION | KUALA SELANGOR | Existing | RYB | 230/400 V |  |  | LV LINE |  | 185_4C_AL_PILC |  |  |  | 3.577 m |  | 4 | 0 | Pass | null
381709048 | TNB | DISTRIBUTION | KUALA SELANGOR | Existing | RYB | 230/400 V |  |  | LV LINE |  | 185_4C_AL_XLPE |  |  |  | 0.830 m |  | 4 | 0 | Pass | null
381709053 | TNB | DISTRIBUTION | KUALA SELANGOR | Existing | RYB | 230/400 V |  |  | LV LINE |  | 185_4C_AL_XLPE |  |  |  | 12.551 m |  | 4 | 0 | Pass | null
381709058 | TNB | DISTRIBUTION | KUALA SELANGOR | Existing | RYB | 230/400 V |  |  | LV LINE |  | 185_4C_AL_XLPE |  |  |  | 18.626 m |  | 4 | 0 | Pass | null
381709063 | TNB | DISTRIBUTION | KUALA SELANGOR | Existing | RYB | 230/400 V |  |  | LV LINE |  | 185_4C_AL_XLPE |  |  |  | 35.616 m |  | 4 | 0 | Pass | null
381709068 | TNB | DISTRIBUTION | KUALA SELANGOR | Existing | RYB | 230/400 V |  |  | LV LINE |  | 185_4C_AL_XLPE |  |  |  | 36.878 m |  | 4 | 0 | Pass | null
381709073 | TNB | DISTRIBUTION | KUALA SELANGOR | Existing | RYB | 230/400 V |  |  | SERVICE LINE |  | 70_4C_AL_XLPE |  |  |  | 6.436 m |  | 4 | 0 | Pass | null
381709078 | TNB | DISTRIBUTION | KUALA SELANGOR | Existing | RYB | 230/400 V |  |  | SERVICE LINE |  | 70_4C_AL_XLPE |  |  |  | 1.046 m |  | 4 | 0 | Pass | null
381709083 | TNB | DISTRIBUTION | KUALA SELANGOR | Existing | RYB | 230/400 V |  |  | LV LINE |  | 185_4C_AL_XLPE |  |  |  | 5.480 m |  | 4 | 0 | Pass | null
381709093 | TNB | DISTRIBUTION | KUALA SELANGOR | Existing | RYB | 230/400 V |  |  | LV LINE |  | 185_4C_AL_XLPE |  |  |  | 27.934 m |  | 4 | 0 | Pass | null
381709098 | TNB | DISTRIBUTION | KUALA SELANGOR | Existing | RYB | 230/400 V |  |  | LV LINE |  | 185_4C_AL_XLPE |  |  |  | 1.144 m |  | 4 | 0 | Pass | null
381710177 | TNB | DISTRIBUTION | KUALA SELANGOR | Existing | RYB | 230/400 V |  |  | LV LINE |  | 7X_300_1C_AL_PVC/PVC |  |  |  | 12.745 m |  | 7 | 0 | Pass | null
381710265 | TNB | DISTRIBUTION | KUALA SELANGOR | Existing | RYB | 230/400 V |  |  | SERVICE LINE |  | 7X_300_1C_AL_PVC/PVC |  |  |  | 0.908 m |  | 7 | 0 | Pass | null
381710270 | TNB | DISTRIBUTION | KUALA SELANGOR | Existing | RYB | 230/400 V |  |  | LV LINE |  | 185_4C_AL_XLPE |  |  |  | 33.289 m |  | 4 | 0 | Pass | null
381710288 | TNB | DISTRIBUTION | KUALA SELANGOR | Existing | RYB | 230/400 V |  |  | LV LINE |  | 185_4C_AL_XLPE |  |  |  | 195.390 m |  | 4 | 0 | Pass | null
381710293 | TNB | DISTRIBUTION | KUALA SELANGOR | Existing | RYB | 230/400 V |  |  | LV LINE |  | 185_4C_AL_XLPE |  |  |  | 194.882 m |  | 4 | 0 | Pass | null
381710353 | TNB | DISTRIBUTION | KUALA SELANGOR | Existing | RYB | 230/400 V |  |  | LV LINE |  | 185_4C_AL_XLPE |  |  |  | 47.954 m |  | 4 | 0 | Pass | null
381710358 | TNB | DISTRIBUTION | KUALA SELANGOR | Existing | RYB | 230/400 V |  |  | LV LINE |  | 185_4C_AL_XLPE |  |  |  | 47.139 m |  | 4 | 0 | Pass | null
381710418 | TNB | DISTRIBUTION | KUALA SELANGOR | Existing | RYB | 230/400 V |  |  | LV LINE |  | 185_4C_AL_XLPE |  |  |  | 43.829 m |  | 4 | 0 | Pass | null
381710424 | TNB | DISTRIBUTION | KUALA SELANGOR | Existing | RYB | 230/400 V |  |  | LV LINE |  | 185_4C_AL_XLPE |  |  |  | 3.301 m |  | 4 | 0 | Pass | null
381710433 | TNB | DISTRIBUTION | KUALA SELANGOR | Existing | RYB | 230/400 V |  |  | LV LINE |  | 185_4C_AL_XLPE |  |  |  | 4.320 m |  | 4 | 0 | Pass | null
381710438 | TNB | DISTRIBUTION | KUALA SELANGOR | Existing | RYB | 230/400 V |  |  | LV LINE |  | 185_4C_AL_XLPE |  |  |  | 5.942 m |  | 4 | 0 | Pass | null
381710443 | TNB | DISTRIBUTION | KUALA SELANGOR | Existing | RYB | 230/400 V |  |  | SERVICE LINE |  | 70_4C_AL_XLPE |  |  |  | 23.902 m |  | 4 | 0 | Pass | null
381710463 | TNB | DISTRIBUTION | KUALA SELANGOR | Existing | RYB | 230/400 V | Unknown |  | SERVICE LINE |  | 300_4C_AL_XLPE |  |  |  | 18.649 m |  | 4 | 0 | Pass | null
381710468 | TNB | DISTRIBUTION | KUALA SELANGOR | Existing | RYB | 230/400 V | Unknown |  | SERVICE LINE |  | 300_4C_AL_XLPE |  |  |  | 42.977 m |  | 4 | 0 | Pass | null
381710473 | TNB | DISTRIBUTION | KUALA SELANGOR | Existing | RYB | 230/400 V | Unknown |  | SERVICE LINE |  | 300_4C_AL_XLPE |  |  |  | 75.243 m |  | 4 | 0 | Pass | null
381710556 | TNB | DISTRIBUTION | KUALA SELANGOR | Existing | RYB | 230/400 V |  |  | LV LINE |  | 185_4C_AL_XLPE |  |  |  | 23.057 m |  | 4 | 0 | Pass | null
381710613 | TNB | DISTRIBUTION | KUALA SELANGOR | Existing | RYB | 230/400 V |  |  | LV LINE |  | 185_4C_AL_XLPE |  |  |  | 40.560 m |  | 4 | 0 | Pass | null
381804377 | TNB | DISTRIBUTION | KUALA SELANGOR | Existing | RYB | 230/400 V |  |  | SERVICE LINE |  | 25_4C_AL_XLPE |  |  |  | 21.595 m |  | 4 | 0 | Pass | null
381804382 | TNB | DISTRIBUTION | KUALA SELANGOR | Existing | RYB | 230/400 V |  |  | SERVICE LINE |  | 25_4C_AL_XLPE |  |  |  | 1.940 m |  | 4 | 0 | Pass | null
381804387 | TNB | DISTRIBUTION | KUALA SELANGOR | Existing | RYB | 230/400 V |  |  | SERVICE LINE |  | 70_4C_AL_XLPE |  |  |  | 16.793 m |  | 4 | 0 | Pass | null
381804392 | TNB | DISTRIBUTION | KUALA SELANGOR | Existing | RYB | 230/400 V |  |  | SERVICE LINE |  | 70_4C_AL_XLPE |  |  |  | 1.896 m |  | 4 | 0 | Pass | null
381804397 | TNB | DISTRIBUTION | KUALA SELANGOR | Existing | RYB | 230/400 V |  |  | SERVICE LINE |  | 25_4C_AL_XLPE |  |  |  | 9.459 m |  | 4 | 0 | Pass | null
381804402 | TNB | DISTRIBUTION | KUALA SELANGOR | Existing | RYB | 230/400 V |  |  | SERVICE LINE |  | 25_4C_AL_XLPE |  |  |  | 0.636 m |  | 4 | 0 | Pass | null
381804407 | TNB | DISTRIBUTION | KUALA SELANGOR | Existing | R | 230/400 V |  |  | SERVICE LINE |  | ARMOURED_16MM |  |  |  | 42.082 m |  | 2 | 0 | Pass | null
381804410 | TNB | DISTRIBUTION | KUALA SELANGOR | Existing | RYB | 230/400 V |  |  | SERVICE LINE |  | 25_4C_AL_XLPE |  |  |  | 2.427 m |  | 4 | 0 | Pass | null
381804415 | TNB | DISTRIBUTION | KUALA SELANGOR | Existing | RYB | 230/400 V |  |  | SERVICE LINE |  | 25_4C_AL_XLPE |  |  |  | 0.555 m |  | 4 | 0 | Pass | null
381804420 | TNB | DISTRIBUTION | KUALA SELANGOR | Existing | R | 230/400 V |  |  | SERVICE LINE |  | ARMOURED_16MM |  |  |  | 2.771 m |  | 2 | 0 | Pass | null
381804423 | TNB | DISTRIBUTION | KUALA SELANGOR | Existing | R | 230/400 V |  |  | SERVICE LINE |  | ARMOURED_16MM |  |  |  | 1.074 m |  | 2 | 0 | Pass | null
381804427 | TNB | DISTRIBUTION | KUALA SELANGOR | Existing | RYB | 230/400 V |  |  | SERVICE LINE |  | 25_4C_AL_XLPE |  |  |  | 57.821 m |  | 4 | 0 | Pass | null
381804432 | TNB | DISTRIBUTION | KUALA SELANGOR | Existing | RYB | 230/400 V |  |  | SERVICE LINE |  | 25_4C_AL_XLPE |  |  |  | 2.976 m |  | 4 | 0 | Pass | null
381804437 | TNB | DISTRIBUTION | KUALA SELANGOR | Existing | RYB | 230/400 V |  |  | LV LINE |  | 185_4C_AL_XLPE |  |  |  | 46.085 m |  | 4 | 0 | Pass | null
381804452 | TNB | DISTRIBUTION | KUALA SELANGOR | Existing | RYB | 230/400 V |  |  | LV LINE |  | 185_4C_AL_XLPE |  |  |  | 12.263 m |  | 4 | 0 | Pass | null
381804462 | TNB | DISTRIBUTION | KUALA SELANGOR | Existing | RYB | 230/400 V |  |  | LV LINE |  | 185_4C_AL_XLPE |  |  |  | 20.371 m |  | 4 | 0 | Pass | null
381804467 | TNB | DISTRIBUTION | KUALA SELANGOR | Existing | RYB | 230/400 V |  |  | SERVICE LINE |  | 25_4C_AL_XLPE |  |  |  | 12.387 m |  | 4 | 0 | Pass | null
381804472 | TNB | DISTRIBUTION | KUALA SELANGOR | Existing | RYB | 230/400 V |  |  | SERVICE LINE |  | 25_4C_AL_XLPE |  |  |  | 2.355 m |  | 4 | 0 | Pass | null
381804477 | TNB | DISTRIBUTION | KUALA SELANGOR | Existing | RYB | 230/400 V |  |  | SERVICE LINE |  | 25_4C_AL_XLPE |  |  |  | 18.758 m |  | 4 | 0 | Pass | null
381804482 | TNB | DISTRIBUTION | KUALA SELANGOR | Existing | RYB | 230/400 V |  |  | SERVICE LINE |  | 25_4C_AL_XLPE |  |  |  | 2.384 m |  | 4 | 0 | Pass | null
381804487 | TNB | DISTRIBUTION | KUALA SELANGOR | Existing | RYB | 230/400 V |  |  | SERVICE LINE |  | 25_4C_AL_XLPE |  |  |  | 13.952 m |  | 4 | 0 | Pass | null
381804492 | TNB | DISTRIBUTION | KUALA SELANGOR | Existing | RYB | 230/400 V |  |  | SERVICE LINE |  | 25_4C_AL_XLPE |  |  |  | 2.109 m |  | 4 | 0 | Pass | null
381804497 | TNB | DISTRIBUTION | KUALA SELANGOR | Existing | RYB | 230/400 V |  |  | SERVICE LINE |  | 25_4C_AL_XLPE |  |  |  | 8.043 m |  | 4 | 0 | Pass | null
381804502 | TNB | DISTRIBUTION | KUALA SELANGOR | Existing | RYB | 230/400 V |  |  | SERVICE LINE |  | 25_4C_AL_XLPE |  |  |  | 3.040 m |  | 4 | 0 | Pass | null
381804507 | TNB | DISTRIBUTION | KUALA SELANGOR | Existing | RYB | 230/400 V |  |  | SERVICE LINE |  | 25_4C_AL_XLPE |  |  |  | 23.321 m |  | 4 | 0 | Pass | null
381804512 | TNB | DISTRIBUTION | KUALA SELANGOR | Existing | RYB | 230/400 V |  |  | SERVICE LINE |  | 25_4C_AL_XLPE |  |  |  | 2.482 m |  | 4 | 0 | Pass | null
381804517 | TNB | DISTRIBUTION | KUALA SELANGOR | Existing | RYB | 230/400 V |  |  | SERVICE LINE |  | 25_4C_AL_XLPE |  |  |  | 21.485 m |  | 4 | 0 | Pass | null
381804522 | TNB | DISTRIBUTION | KUALA SELANGOR | Existing | RYB | 230/400 V |  |  | SERVICE LINE |  | 25_4C_AL_XLPE |  |  |  | 3.104 m |  | 4 | 0 | Pass | null
381804527 | TNB | DISTRIBUTION | KUALA SELANGOR | Existing | RYB | 230/400 V |  |  | PUBLIC LIGHT |  | 25_4C_AL_XLPE |  |  |  | 0.655 m | meter lmpu majlis | 4 | 0 | Fail | Please check "Usage"
381804532 | TNB | DISTRIBUTION | KUALA SELANGOR | Existing | RYB | 230/400 V |  |  | PUBLIC LIGHT |  | 25_4C_AL_XLPE |  |  |  | 0.547 m | meter lmpu majlis | 4 | 0 | Fail | Please check "Usage"
381804537 | TNB | DISTRIBUTION | KUALA SELANGOR | Existing | RYB | 230/400 V |  |  | LV LINE |  | 185_4C_AL_XLPE |  |  |  | 25.213 m |  | 4 | 0 | Pass | null
381804542 | TNB | DISTRIBUTION | KUALA SELANGOR | Existing | RYB | 230/400 V |  |  | LV LINE |  | 185_4C_AL_XLPE |  |  |  | 77.305 m |  | 4 | 0 | Pass | null
381804547 | TNB | DISTRIBUTION | KUALA SELANGOR | Existing | RYB | 230/400 V |  |  | LV LINE |  | 185_4C_AL_XLPE |  |  |  | 73.362 m |  | 4 | 0 | Pass | null
381804552 | TNB | DISTRIBUTION | KUALA SELANGOR | Existing | RYB | 230/400 V |  |  | SERVICE LINE |  | 25_4C_AL_XLPE |  |  |  | 6.396 m |  | 4 | 0 | Pass | null
381804557 | TNB | DISTRIBUTION | KUALA SELANGOR | Existing | RYB | 230/400 V |  |  | SERVICE LINE |  | 25_4C_AL_XLPE |  |  |  | 1.356 m |  | 4 | 0 | Pass | null
381804562 | TNB | DISTRIBUTION | KUALA SELANGOR | Existing | RYB | 230/400 V |  |  | SERVICE LINE |  | 25_4C_AL_XLPE |  |  |  | 10.736 m |  | 4 | 0 | Pass | null
381804567 | TNB | DISTRIBUTION | KUALA SELANGOR | Existing | RYB | 230/400 V |  |  | SERVICE LINE |  | 25_4C_AL_XLPE |  |  |  | 1.026 m |  | 4 | 0 | Pass | null
381804572 | TNB | DISTRIBUTION | KUALA SELANGOR | Existing | RYB | 230/400 V |  |  | LV LINE |  | 185_4C_AL_PILC |  |  |  | 33.767 m |  | 4 | 0 | Pass | null
381804577 | TNB | DISTRIBUTION | KUALA SELANGOR | Existing | RYB | 230/400 V |  |  | LV LINE |  | 185_4C_AL_XLPE |  |  |  | 27.132 m |  | 4 | 0 | Pass | null
381804582 | TNB | DISTRIBUTION | KUALA SELANGOR | Existing | RYB | 230/400 V |  |  | LV LINE |  | 185_4C_AL_XLPE |  |  |  | 75.443 m | kabel bawah | 4 | 0 | Pass | null
381804592 | TNB | DISTRIBUTION | KUALA SELANGOR | Existing | RYB | 230/400 V |  |  | LV LINE |  | 185_4C_AL_XLPE |  |  |  | 74.519 m |  | 4 | 0 | Pass | null
381804597 | TNB | DISTRIBUTION | KUALA SELANGOR | Existing | RYB | 230/400 V |  |  | LV LINE |  | 185_4C_AL_XLPE |  |  |  | 89.206 m |  | 4 | 0 | Pass | null
381804607 | TNB | DISTRIBUTION | KUALA SELANGOR | Existing | RYB | 230/400 V |  |  | LV LINE |  | 185_4C_AL_XLPE |  |  |  | 64.074 m |  | 4 | 0 | Pass | null
381804612 | TNB | DISTRIBUTION | KUALA SELANGOR | Existing | RYB | 230/400 V |  |  | LV LINE |  | 185_4C_AL_XLPE |  |  |  | 42.722 m |  | 4 | 0 | Pass | null
381804617 | TNB | DISTRIBUTION | KUALA SELANGOR | Existing | RYB | 230/400 V |  |  | LV LINE |  | 185_4C_AL_PILC |  |  |  | 24.802 m |  | 4 | 0 | Pass | null
381804622 | TNB | DISTRIBUTION | KUALA SELANGOR | Existing | RYB | 230/400 V |  |  | LV LINE |  | 185_4C_AL_XLPE |  |  |  | 77.653 m |  | 4 | 0 | Pass | null
381804627 | TNB | DISTRIBUTION | KUALA SELANGOR | Existing | RYB | 230/400 V |  |  | SERVICE LINE |  | 25_4C_AL_XLPE |  |  |  | 0.767 m |  | 4 | 0 | Pass | null
381804632 | TNB | DISTRIBUTION | KUALA SELANGOR | Existing | RYB | 230/400 V |  |  | SERVICE LINE |  | 25_4C_AL_XLPE |  |  |  | 11.192 m |  | 4 | 0 | Pass | null
381804637 | TNB | DISTRIBUTION | KUALA SELANGOR | Existing | RYB | 230/400 V |  |  | LV LINE |  | 185_4C_AL_XLPE |  |  |  | 18.982 m |  | 4 | 0 | Pass | null
381804642 | TNB | DISTRIBUTION | KUALA SELANGOR | Existing | RYB | 230/400 V |  |  | LV LINE |  | 185_4C_AL_XLPE |  |  |  | 40.219 m |  | 4 | 0 | Pass | null
381804647 | TNB | DISTRIBUTION | KUALA SELANGOR | Existing | RYB | 230/400 V |  |  | LV LINE |  | 185_4C_AL_XLPE |  |  |  | 38.704 m |  | 4 | 0 | Pass | null
381804652 | TNB | DISTRIBUTION | KUALA SELANGOR | Existing | RYB | 230/400 V |  |  | LV LINE |  | 185_4C_AL_XLPE |  |  |  | 39.040 m |  | 4 | 0 | Pass | null
381804662 | TNB | DISTRIBUTION | KUALA SELANGOR | Existing | RYB | 230/400 V |  |  | SERVICE LINE |  | 70_4C_AL_XLPE |  |  |  | 16.064 m |  | 4 | 0 | Pass | null
381804667 | TNB | DISTRIBUTION | KUALA SELANGOR | Existing | RYB | 230/400 V |  |  | SERVICE LINE |  | 70_4C_AL_XLPE |  |  |  | 1.000 m |  | 4 | 0 | Pass | null
381804672 | TNB | DISTRIBUTION | KUALA SELANGOR | Existing | RYB | 230/400 V |  |  | LV LINE |  | 185_4C_AL_XLPE |  |  |  | 11.880 m |  | 4 | 0 | Pass | null
381804682 | TNB | DISTRIBUTION | KUALA SELANGOR | Existing | RYB | 230/400 V |  |  | LV LINE |  | 120_4C_AL_XLPE |  |  |  | 35.772 m |  | 4 | 0 | Pass | null
381804687 | TNB | DISTRIBUTION | KUALA SELANGOR | Existing | RYB | 230/400 V |  |  | SERVICE LINE |  | 25_4C_AL_XLPE |  |  |  | 2.501 m |  | 4 | 0 | Pass | null
381804692 | TNB | DISTRIBUTION | KUALA SELANGOR | Existing | RYB | 230/400 V |  |  | LV LINE |  | 185_4C_AL_XLPE |  |  |  | 99.166 m |  | 4 | 0 | Pass | null
381804697 | TNB | DISTRIBUTION | KUALA SELANGOR | Existing | RYB | 230/400 V |  |  | SERVICE LINE |  | 70_4C_AL_XLPE |  |  |  | 29.920 m |  | 4 | 0 | Pass | null
381804702 | TNB | DISTRIBUTION | KUALA SELANGOR | Existing | RYB | 230/400 V |  |  | SERVICE LINE |  | 25_4C_AL_XLPE |  |  |  | 16.204 m |  | 4 | 0 | Pass | null
381804707 | TNB | DISTRIBUTION | KUALA SELANGOR | Existing | RYB | 230/400 V |  |  | SERVICE LINE |  | 70_4C_AL_PILC |  |  |  | 20.222 m |  | 4 | 0 | Pass | null
381804712 | TNB | DISTRIBUTION | KUALA SELANGOR | Existing | RYB | 230/400 V |  |  | SERVICE LINE |  | 185_4C_AL_XLPE |  |  |  | 40.113 m |  | 4 | 0 | Pass | null
381804717 | TNB | DISTRIBUTION | KUALA SELANGOR | Existing | RYB | 230/400 V |  |  | LV LINE |  | 185_4C_AL_XLPE |  |  |  | 104.455 m |  | 4 | 0 | Pass | null
381804722 | TNB | DISTRIBUTION | KUALA SELANGOR | Existing | RYB | 230/400 V |  |  | SERVICE LINE |  | 25_4C_AL_PILC |  |  |  | 1.166 m |  | 4 | 0 | Pass | null
381804727 | TNB | DISTRIBUTION | KUALA SELANGOR | Existing | RYB | 230/400 V |  |  | SERVICE LINE |  | 25_4C_AL_XLPE |  |  |  | 20.050 m |  | 4 | 0 | Pass | null
381804732 | TNB | DISTRIBUTION | KUALA SELANGOR | Existing | RYB | 230/400 V |  |  | SERVICE LINE |  | 70_4C_AL_XLPE |  |  |  | 1.787 m |  | 4 | 0 | Pass | null
381804737 | TNB | DISTRIBUTION | KUALA SELANGOR | Existing | RYB | 230/400 V |  |  | SERVICE LINE |  | 25_4C_AL_XLPE |  |  |  | 17.407 m |  | 4 | 0 | Pass | null
381804742 | TNB | DISTRIBUTION | KUALA SELANGOR | Existing | RYB | 230/400 V |  |  | SERVICE LINE |  | 25_4C_AL_XLPE |  |  |  | 5.001 m |  | 4 | 0 | Pass | null
381804747 | TNB | DISTRIBUTION | KUALA SELANGOR | Existing | RYB | 230/400 V |  |  | LV LINE |  | 185_4C_AL_XLPE |  |  |  | 73.225 m |  | 4 | 0 | Pass | null
381804752 | TNB | DISTRIBUTION | KUALA SELANGOR | Existing | RYB | 230/400 V |  |  | SERVICE LINE |  | 70_4C_AL_XLPE |  |  |  | 14.910 m |  | 4 | 0 | Pass | null
381804757 | TNB | DISTRIBUTION | KUALA SELANGOR | Existing | RYB | 230/400 V |  |  | LV LINE |  | 70_4C_AL_XLPE |  |  |  | 1.000 m |  | 4 | 0 | Pass | null
381804762 | TNB | DISTRIBUTION | KUALA SELANGOR | Existing | RYB | 230/400 V |  |  | SERVICE LINE |  | 70_4C_AL_XLPE |  |  |  | 12.696 m |  | 4 | 0 | Pass | null
381804767 | TNB | DISTRIBUTION | KUALA SELANGOR | Existing | RYB | 230/400 V |  |  | SERVICE LINE |  | 70_4C_AL_XLPE |  |  |  | 1.000 m |  | 4 | 0 | Pass | null
381804772 | TNB | DISTRIBUTION | KUALA SELANGOR | Existing | RYB | 230/400 V |  |  | LV LINE |  | 185_4C_AL_XLPE |  |  |  | 21.631 m |  | 4 | 0 | Pass | null
381804777 | TNB | DISTRIBUTION | KUALA SELANGOR | Existing | RYB | 230/400 V |  |  | SERVICE LINE |  | 25_4C_AL_XLPE |  |  |  | 1.389 m |  | 4 | 0 | Pass | null
381804782 | TNB | DISTRIBUTION | KUALA SELANGOR | Existing | RYB | 230/400 V |  |  | SERVICE LINE |  | 25_4C_AL_XLPE |  |  |  | 0.836 m |  | 4 | 0 | Pass | null
381804792 | TNB | DISTRIBUTION | KUALA SELANGOR | Existing | RYB | 230/400 V |  |  | SERVICE LINE |  | 70_4C_AL_XLPE |  |  |  | 4.648 m |  | 4 | 0 | Pass | null
381804797 | TNB | DISTRIBUTION | KUALA SELANGOR | Existing | RYB | 230/400 V |  |  | SERVICE LINE |  | 70_4C_AL_XLPE |  |  |  | 1.459 m |  | 4 | 0 | Pass | null
381804802 | TNB | DISTRIBUTION | KUALA SELANGOR | Existing | RYB | 230/400 V |  |  | SERVICE LINE |  | 25_4C_AL_XLPE |  |  |  | 41.604 m |  | 4 | 0 | Pass | null
381804807 | TNB | DISTRIBUTION | KUALA SELANGOR | Existing | RYB | 230/400 V |  |  | LV LINE |  | 70_4C_AL_XLPE |  |  |  | 11.437 m |  | 4 | 0 | Pass | null
381804812 | TNB | DISTRIBUTION | KUALA SELANGOR | Existing | RYB | 230/400 V |  |  | SERVICE LINE |  | 70_4C_AL_XLPE |  |  |  | 5.611 m |  | 4 | 0 | Pass | null
381804813 | TNB | DISTRIBUTION | KUALA SELANGOR | Existing | RYB | 230/400 V |  |  | SERVICE LINE |  | 25_4C_AL_XLPE |  |  |  | 15.334 m |  | 4 | 0 | Pass | null
381804818 | TNB | DISTRIBUTION | KUALA SELANGOR | Existing | RYB | 230/400 V |  |  | SERVICE LINE |  | 25_4C_AL_XLPE |  |  |  | 1.000 m |  | 4 | 0 | Pass | null
381804823 | TNB | DISTRIBUTION | KUALA SELANGOR | Existing | RYB | 230/400 V |  |  | SERVICE LINE |  | 25_4C_AL_XLPE |  |  |  | 5.248 m |  | 4 | 0 | Pass | null
381804828 | TNB | DISTRIBUTION | KUALA SELANGOR | Existing | RYB | 230/400 V |  |  | SERVICE LINE |  | 25_4C_AL_XLPE |  |  |  | 1.000 m |  | 4 | 0 | Pass | null
381804833 | TNB | DISTRIBUTION | KUALA SELANGOR | Existing | RYB | 230/400 V |  |  | SERVICE LINE |  | 25_4C_AL_XLPE |  |  |  | 8.020 m |  | 4 | 0 | Pass | null
381804838 | TNB | DISTRIBUTION | KUALA SELANGOR | Existing | RYB | 230/400 V |  |  | SERVICE LINE |  | 25_4C_AL_XLPE |  |  |  | 12.035 m |  | 4 | 0 | Pass | null
381804843 | TNB | DISTRIBUTION | KUALA SELANGOR | Existing | RYB | 230/400 V |  |  | SERVICE LINE |  | 25_4C_AL_XLPE |  |  |  | 1.000 m |  | 4 | 0 | Pass | null
381804848 | TNB | DISTRIBUTION | KUALA SELANGOR | Existing | RYB | 230/400 V |  |  | SERVICE LINE |  | 25_4C_AL_XLPE |  |  |  | 1.000 m |  | 4 | 0 | Pass | null
381804853 | TNB | DISTRIBUTION | KUALA SELANGOR | Existing | RYB | 230/400 V |  |  | SERVICE LINE |  | 70_4C_AL_XLPE |  |  |  | 9.610 m |  | 4 | 0 | Pass | null
381804858 | TNB | DISTRIBUTION | KUALA SELANGOR | Existing | RYB | 230/400 V |  |  | SERVICE LINE |  | 70_4C_AL_XLPE |  |  |  | 1.635 m |  | 4 | 0 | Pass | null
381804863 | TNB | DISTRIBUTION | KUALA SELANGOR | Existing | RYB | 230/400 V |  |  | SERVICE LINE |  | 25_4C_AL_XLPE |  |  |  | 16.407 m |  | 4 | 0 | Pass | null
381804868 | TNB | DISTRIBUTION | KUALA SELANGOR | Existing | RYB | 230/400 V |  |  | SERVICE LINE |  | 25_4C_AL_XLPE |  |  |  | 2.224 m |  | 4 | 0 | Pass | null
381804873 | TNB | DISTRIBUTION | KUALA SELANGOR | Existing | RYB | 230/400 V |  |  | SERVICE LINE |  | 25_4C_AL_XLPE |  |  |  | 10.894 m |  | 4 | 0 | Pass | null
381804878 | TNB | DISTRIBUTION | KUALA SELANGOR | Existing | RYB | 230/400 V |  |  | SERVICE LINE |  | 25_4C_AL_XLPE |  |  |  | 0.895 m |  | 4 | 0 | Pass | null
381804883 | TNB | DISTRIBUTION | KUALA SELANGOR | Existing | RYB | 230/400 V |  |  | SERVICE LINE |  | 25_4C_AL_XLPE |  |  |  | 16.212 m |  | 4 | 0 | Pass | null
381804888 | TNB | DISTRIBUTION | KUALA SELANGOR | Existing | RYB | 230/400 V |  |  | SERVICE LINE |  | 25_4C_AL_XLPE |  |  |  | 1.668 m |  | 4 | 0 | Pass | null
381804893 | TNB | DISTRIBUTION | KUALA SELANGOR | Existing | RYB | 230/400 V |  |  | LV LINE |  | 25_4C_AL_XLPE |  |  |  | 11.160 m |  | 4 | 0 | Pass | null
381804898 | TNB | DISTRIBUTION | KUALA SELANGOR | Existing | RYB | 230/400 V |  |  | LV LINE |  | 25_4C_AL_XLPE |  |  |  | 0.959 m |  | 4 | 0 | Pass | null
381804903 | TNB | DISTRIBUTION | KUALA SELANGOR | Existing | RYB | 230/400 V |  |  | LV LINE |  | 185_4C_AL_XLPE |  |  |  | 19.110 m |  | 4 | 0 | Pass | null
381804908 | TNB | DISTRIBUTION | KUALA SELANGOR | Existing | RYB | 230/400 V |  |  | LV LINE |  | 185_4C_AL_XLPE |  |  |  | 20.966 m |  | 4 | 0 | Pass | null
381804913 | TNB | DISTRIBUTION | KUALA SELANGOR | Existing | RYB | 230/400 V |  |  | LV LINE |  | 185_4C_AL_XLPE |  |  |  | 20.244 m |  | 4 | 0 | Pass | null
381804918 | TNB | DISTRIBUTION | KUALA SELANGOR | Existing | RYB | 230/400 V |  |  | LV LINE |  | 185_4C_AL_XLPE |  |  |  | 19.067 m |  | 4 | 0 | Pass | null
381804923 | TNB | DISTRIBUTION | KUALA SELANGOR | Existing | RYB | 230/400 V |  |  | LV LINE |  | 25_4C_AL_XLPE |  |  |  | 1.511 m |  | 4 | 0 | Pass | null
381804928 | TNB | DISTRIBUTION | KUALA SELANGOR | Existing | RYB | 230/400 V |  |  | SERVICE LINE |  | 25_4C_AL_XLPE |  |  |  | 2.369 m |  | 4 | 0 | Pass | null
381804933 | TNB | DISTRIBUTION | KUALA SELANGOR | Existing | RYB | 230/400 V |  |  | SERVICE LINE |  | 25_4C_AL_XLPE |  |  |  | 2.117 m |  | 4 | 0 | Pass | null
381804938 | TNB | DISTRIBUTION | KUALA SELANGOR | Existing | RYB | 230/400 V |  |  | SERVICE LINE |  | 25_4C_AL_XLPE |  |  |  | 3.367 m |  | 4 | 0 | Pass | null
381804943 | TNB | DISTRIBUTION | KUALA SELANGOR | Existing | RYB | 230/400 V |  |  | SERVICE LINE |  | 25_4C_AL_XLPE |  |  |  | 2.965 m |  | 4 | 0 | Pass | null
381804948 | TNB | DISTRIBUTION | KUALA SELANGOR | Existing | RYB | 230/400 V |  |  | SERVICE LINE |  | 25_4C_AL_XLPE |  |  |  | 2.300 m |  | 4 | 0 | Pass | null
381804953 | TNB | DISTRIBUTION | KUALA SELANGOR | Existing | RYB | 230/400 V |  |  | SERVICE LINE |  | 25_4C_AL_XLPE |  |  |  | 3.159 m |  | 4 | 0 | Pass | null
381804958 | TNB | DISTRIBUTION | KUALA SELANGOR | Existing | RYB | 230/400 V |  |  | SERVICE LINE |  | 25_4C_AL_XLPE |  |  |  | 3.594 m |  | 4 | 0 | Pass | null
381804963 | TNB | DISTRIBUTION | KUALA SELANGOR | Existing | RYB | 230/400 V |  |  | SERVICE LINE |  | 25_4C_AL_XLPE |  |  |  | 1.750 m | 310 | 4 | 0 | Pass | null
381804968 | TNB | DISTRIBUTION | KUALA SELANGOR | Existing | RYB | 230/400 V |  |  | LV LINE |  | 185_4C_AL_XLPE |  |  |  | 48.009 m |  | 4 | 0 | Pass | null
381804973 | TNB | DISTRIBUTION | KUALA SELANGOR | Existing | RYB | 230/400 V |  |  | LV LINE |  | 185_4C_AL_XLPE |  |  |  | 44.259 m |  | 4 | 0 | Pass | null
381804978 | TNB | DISTRIBUTION | KUALA SELANGOR | Existing | RYB | 230/400 V |  |  | LV LINE |  | 185_4C_AL_XLPE |  |  |  | 41.529 m |  | 4 | 0 | Pass | null
381804983 | TNB | DISTRIBUTION | KUALA SELANGOR | Existing | RYB | 230/400 V |  |  | LV LINE |  | 185_4C_AL_XLPE |  |  |  | 133.748 m |  | 4 | 0 | Pass | null
381804988 | TNB | DISTRIBUTION | KUALA SELANGOR | Existing | RYB | 230/400 V |  |  | SERVICE LINE |  | 25_4C_AL_XLPE |  |  |  | 8.616 m |  | 4 | 0 | Pass | null
381804993 | TNB | DISTRIBUTION | KUALA SELANGOR | Existing | RYB | 230/400 V |  |  | LV LINE |  | 185_4C_AL_XLPE |  |  |  | 102.711 m |  | 4 | 0 | Pass | null
381804998 | TNB | DISTRIBUTION | KUALA SELANGOR | Existing | RYB | 230/400 V |  |  | LV LINE |  | 185_4C_AL_XLPE |  |  |  | 102.833 m |  | 4 | 0 | Pass | null
381805003 | TNB | DISTRIBUTION | KUALA SELANGOR | Existing | RYB | 230/400 V |  |  | LV LINE |  | 185_4C_AL_XLPE |  |  |  | 103.476 m |  | 4 | 0 | Pass | null
381805008 | TNB | DISTRIBUTION | KUALA SELANGOR | Existing | RYB | 230/400 V |  |  | LV LINE |  | 185_4C_AL_XLPE |  |  |  | 53.292 m |  | 4 | 0 | Pass | null
381805013 | TNB | DISTRIBUTION | KUALA SELANGOR | Existing | RYB | 230/400 V |  |  | SERVICE LINE |  | 25_4C_AL_XLPE |  |  |  | 3.517 m |  | 4 | 0 | Pass | null
381805018 | TNB | DISTRIBUTION | KUALA SELANGOR | Existing | RYB | 230/400 V |  |  | SERVICE LINE |  | 25_4C_AL_XLPE |  |  |  | 2.474 m |  | 4 | 0 | Pass | null
381805023 | TNB | DISTRIBUTION | KUALA SELANGOR | Existing | RYB | 230/400 V |  |  | SERVICE LINE |  | 25_4C_AL_XLPE |  |  |  | 2.640 m |  | 4 | 0 | Pass | null
381805028 | TNB | DISTRIBUTION | KUALA SELANGOR | Existing | RYB | 230/400 V |  |  | SERVICE LINE |  | 25_4C_AL_XLPE |  |  |  | 2.647 m |  | 4 | 0 | Pass | null
381805033 | TNB | DISTRIBUTION | KUALA SELANGOR | Existing | RYB | 230/400 V |  |  | SERVICE LINE |  | 25_4C_AL_XLPE |  |  |  | 2.500 m |  | 4 | 0 | Pass | null
381805038 | TNB | DISTRIBUTION | KUALA SELANGOR | Existing | RYB | 230/400 V |  |  | SERVICE LINE |  | 25_4C_AL_XLPE |  |  |  | 2.500 m |  | 4 | 0 | Pass | null
381805043 | TNB | DISTRIBUTION | KUALA SELANGOR | Existing | RYB | 230/400 V |  |  | LV LINE |  | 185_4C_AL_XLPE |  |  |  | 136.768 m |  | 4 | 0 | Pass | null
381805053 | TNB | DISTRIBUTION | KUALA SELANGOR | Existing | RYB | 230/400 V |  |  | LV LINE |  | 185_4C_AL_XLPE |  |  |  | 135.516 m |  | 4 | 0 | Pass | null
381805058 | TNB | DISTRIBUTION | KUALA SELANGOR | Existing | RYB | 230/400 V |  |  | SERVICE LINE |  | 25_4C_AL_XLPE |  |  |  | 2.224 m |  | 4 | 0 | Pass | null
381805063 | TNB | DISTRIBUTION | KUALA SELANGOR | Existing | RYB | 230/400 V |  |  | LV LINE |  | 120_4C_AL_XLPE |  |  |  | 2.996 m |  | 4 | 0 | Pass | null
381805068 | TNB | DISTRIBUTION | KUALA SELANGOR | Existing | RYB | 230/400 V |  |  | SERVICE LINE |  | 25_4C_AL_XLPE |  |  |  | 5.002 m |  | 4 | 0 | Pass | null
381805073 | TNB | DISTRIBUTION | KUALA SELANGOR | Existing | RYB | 230/400 V |  |  | SERVICE LINE |  | 25_4C_AL_XLPE |  |  |  | 5.518 m |  | 4 | 0 | Pass | null
381805078 | TNB | DISTRIBUTION | KUALA SELANGOR | Existing | RYB | 230/400 V |  |  | SERVICE LINE |  | 25_4C_AL_XLPE |  |  |  | 4.287 m |  | 4 | 0 | Pass | null
381805083 | TNB | DISTRIBUTION | KUALA SELANGOR | Existing | RYB | 230/400 V |  |  | LV LINE |  | 185_4C_AL_PILC |  |  |  | 54.570 m |  | 4 | 0 | Pass | null
381805088 | TNB | DISTRIBUTION | KUALA SELANGOR | Existing | RYB | 230/400 V |  |  | LV LINE |  | 70_4C_AL_XLPE |  |  |  | 8.689 m |  | 4 | 0 | Pass | null
381805093 | TNB | DISTRIBUTION | KUALA SELANGOR | Existing | RYB | 230/400 V |  |  | LV LINE |  | 185_4C_AL_PILC |  |  |  | 7.107 m |  | 4 | 0 | Pass | null
381805098 | TNB | DISTRIBUTION | KUALA SELANGOR | Existing | RYB | 230/400 V |  |  | LV LINE |  | 185_4C_AL_PILC |  |  |  | 16.560 m |  | 4 | 0 | Pass | null
381805103 | TNB | DISTRIBUTION | KUALA SELANGOR | Existing | RYB | 230/400 V |  |  | LV LINE |  | 185_4C_AL_PILC |  |  |  | 60.664 m |  | 4 | 0 | Pass | null
381805108 | TNB | DISTRIBUTION | KUALA SELANGOR | Existing | RYB | 230/400 V |  |  | LV LINE |  | 185_4C_AL_PILC |  |  |  | 52.508 m |  | 4 | 0 | Pass | null
381805113 | TNB | DISTRIBUTION | KUALA SELANGOR | Existing | RYB | 230/400 V |  |  | LV LINE |  | 185_4C_AL_XLPE |  |  |  | 79.275 m |  | 4 | 0 | Pass | null
381805118 | TNB | DISTRIBUTION | KUALA SELANGOR | Existing | RYB | 230/400 V |  |  | LV LINE |  | 185_4C_AL_XLPE |  |  |  | 53.001 m |  | 4 | 0 | Pass | null
381805123 | TNB | DISTRIBUTION | KUALA SELANGOR | Existing | RYB | 230/400 V |  |  | LV LINE |  | 185_4C_AL_XLPE |  |  |  | 17.497 m |  | 4 | 0 | Pass | null
381805128 | TNB | DISTRIBUTION | KUALA SELANGOR | Existing | RYB | 230/400 V |  |  | LV LINE |  | 185_4C_AL_XLPE |  |  |  | 49.450 m |  | 4 | 0 | Pass | null
381805133 | TNB | DISTRIBUTION | KUALA SELANGOR | Existing | RYB | 230/400 V |  |  | LV LINE |  | 185_4C_AL_XLPE |  |  |  | 20.399 m |  | 4 | 0 | Pass | null
381805138 | TNB | DISTRIBUTION | KUALA SELANGOR | Existing | RYB | 230/400 V |  |  | SERVICE LINE |  | 120_4C_AL_XLPE |  |  |  | 2.498 m |  | 4 | 0 | Pass | null
381805143 | TNB | DISTRIBUTION | KUALA SELANGOR | Existing | RYB | 230/400 V |  |  | SERVICE LINE |  | 25_4C_AL_XLPE |  |  |  | 2.204 m |  | 4 | 0 | Pass | null
381805148 | TNB | DISTRIBUTION | KUALA SELANGOR | Existing | RYB | 230/400 V |  |  | SERVICE LINE |  | 25_4C_AL_XLPE |  |  |  | 2.068 m |  | 4 | 0 | Pass | null
381805153 | TNB | DISTRIBUTION | KUALA SELANGOR | Existing | RYB | 230/400 V |  |  | SERVICE LINE |  | 70_4C_AL_XLPE |  |  |  | 1.870 m |  | 4 | 0 | Pass | null
381805158 | TNB | DISTRIBUTION | KUALA SELANGOR | Existing | RYB | 230/400 V |  |  | SERVICE LINE |  | 25_4C_AL_XLPE |  |  |  | 2.185 m |  | 4 | 0 | Pass | null
381805163 | TNB | DISTRIBUTION | KUALA SELANGOR | Existing | RYB | 230/400 V |  |  | SERVICE LINE |  | 70_4C_AL_XLPE |  |  |  | 1.733 m |  | 4 | 0 | Pass | null
381805168 | TNB | DISTRIBUTION | KUALA SELANGOR | Existing | RYB | 230/400 V |  |  | SERVICE LINE |  | 25_4C_AL_XLPE |  |  |  | 1.583 m |  | 4 | 0 | Pass | null
381805173 | TNB | DISTRIBUTION | KUALA SELANGOR | Existing | RYB | 230/400 V |  |  | SERVICE LINE |  | 25_4C_AL_XLPE |  |  |  | 1.491 m |  | 4 | 0 | Pass | null
381805178 | TNB | DISTRIBUTION | KUALA SELANGOR | Existing | RYB | 230/400 V |  |  | SERVICE LINE |  | 70_4C_AL_XLPE |  |  |  | 1.505 m |  | 4 | 0 | Pass | null
381805183 | TNB | DISTRIBUTION | KUALA SELANGOR | Existing | RYB | 230/400 V |  |  | SERVICE LINE |  | 25_4C_AL_XLPE |  |  |  | 1.623 m |  | 4 | 0 | Pass | null
381805188 | TNB | DISTRIBUTION | KUALA SELANGOR | Existing | RYB | 230/400 V |  |  | SERVICE LINE |  | 25_4C_AL_XLPE |  |  |  | 1.418 m |  | 4 | 0 | Pass | null
381805193 | TNB | DISTRIBUTION | KUALA SELANGOR | Existing | RYB | 230/400 V |  |  | SERVICE LINE |  | 25_4C_AL_XLPE |  |  |  | 1.511 m |  | 4 | 0 | Pass | null
381805198 | TNB | DISTRIBUTION | KUALA SELANGOR | Existing | RYB | 230/400 V |  |  | SERVICE LINE |  | 25_4C_AL_XLPE |  |  |  | 1.354 m |  | 4 | 0 | Pass | null
381805203 | TNB | DISTRIBUTION | KUALA SELANGOR | Existing | RYB | 230/400 V |  |  | SERVICE LINE |  | 25_4C_AL_XLPE |  |  |  | 1.396 m |  | 4 | 0 | Pass | null
381805213 | TNB | DISTRIBUTION | KUALA SELANGOR | Existing | RYB | 230/400 V |  |  | SERVICE LINE |  | 70_4C_AL_PILC |  |  |  | 1.001 m |  | 4 | 0 | Pass | null
381805218 | TNB | DISTRIBUTION | KUALA SELANGOR | Existing | RYB | 230/400 V |  |  | SERVICE LINE |  | 25_4C_AL_XLPE |  |  |  | 1.000 m |  | 4 | 0 | Pass | null
381805223 | TNB | DISTRIBUTION | KUALA SELANGOR | Existing | RYB | 230/400 V |  |  | SERVICE LINE |  | 25_4C_AL_XLPE |  |  |  | 1.000 m |  | 4 | 0 | Pass | null
381805228 | TNB | DISTRIBUTION | KUALA SELANGOR | Existing | RYB | 230/400 V |  |  | SERVICE LINE |  | 70_4C_AL_XLPE |  |  |  | 1.001 m |  | 4 | 0 | Pass | null
381805233 | TNB | DISTRIBUTION | KUALA SELANGOR | Existing | RYB | 230/400 V |  |  | SERVICE LINE |  | 25_4C_AL_XLPE |  |  |  | 1.001 m |  | 4 | 0 | Pass | null
381805238 | TNB | DISTRIBUTION | KUALA SELANGOR | Existing | RYB | 230/400 V |  |  | SERVICE LINE |  | 70_4C_AL_XLPE |  |  |  | 0.727 m |  | 4 | 0 | Pass | null
381805243 | TNB | DISTRIBUTION | KUALA SELANGOR | Existing | RYB | 230/400 V |  |  | SERVICE LINE |  | 25_4C_AL_XLPE |  |  |  | 1.182 m |  | 4 | 0 | Pass | null
381805248 | TNB | DISTRIBUTION | KUALA SELANGOR | Existing | RYB | 230/400 V |  |  | LV LINE |  | 185_4C_AL_XLPE |  |  |  | 22.376 m |  | 4 | 0 | Pass | null
381805253 | TNB | DISTRIBUTION | KUALA SELANGOR | Existing | RYB | 230/400 V |  |  | LV LINE |  | 185_4C_AL_XLPE |  |  |  | 23.070 m |  | 4 | 0 | Pass | null
381805258 | TNB | DISTRIBUTION | KUALA SELANGOR | Existing | RYB | 230/400 V |  |  | LV LINE |  | 185_4C_AL_XLPE |  |  |  | 177.723 m |  | 4 | 0 | Pass | null
381805263 | TNB | DISTRIBUTION | KUALA SELANGOR | Existing | RYB | 230/400 V |  |  | LV LINE |  | 185_4C_AL_XLPE |  |  |  | 256.182 m |  | 4 | 0 | Pass | null
381805268 | TNB | DISTRIBUTION | KUALA SELANGOR | Existing | RYB | 230/400 V |  |  | SERVICE LINE |  | 25_4C_AL_XLPE |  |  |  | 22.186 m |  | 4 | 0 | Pass | null
381805273 | TNB | DISTRIBUTION | KUALA SELANGOR | Existing | RYB | 230/400 V |  |  | SERVICE LINE |  | 25_4C_AL_XLPE |  |  |  | 18.874 m |  | 4 | 0 | Pass | null
381805278 | TNB | DISTRIBUTION | KUALA SELANGOR | Existing | RYB | 230/400 V |  |  | SERVICE LINE |  | 70_4C_AL_XLPE |  |  |  | 16.858 m |  | 4 | 0 | Pass | null
381805283 | TNB | DISTRIBUTION | KUALA SELANGOR | Existing | RYB | 230/400 V |  |  | SERVICE LINE |  | 25_4C_AL_XLPE |  |  |  | 20.553 m |  | 4 | 0 | Pass | null
381805288 | TNB | DISTRIBUTION | KUALA SELANGOR | Existing | RYB | 230/400 V |  |  | SERVICE LINE |  | 70_4C_AL_XLPE |  |  |  | 17.709 m |  | 4 | 0 | Pass | null
381805293 | TNB | DISTRIBUTION | KUALA SELANGOR | Existing | RYB | 230/400 V |  |  | SERVICE LINE |  | 25_4C_AL_XLPE |  |  |  | 9.464 m |  | 4 | 0 | Pass | null
381805298 | TNB | DISTRIBUTION | KUALA SELANGOR | Existing | RYB | 230/400 V |  |  | SERVICE LINE |  | 25_4C_AL_XLPE |  |  |  | 8.768 m |  | 4 | 0 | Pass | null
381805303 | TNB | DISTRIBUTION | KUALA SELANGOR | Existing | RYB | 230/400 V |  |  | SERVICE LINE |  | 70_4C_AL_XLPE |  |  |  | 16.219 m |  | 4 | 0 | Pass | null
381839660 | TNB | DISTRIBUTION | KUALA SELANGOR | Existing | RYB | 230/400 V |  |  | SERVICE LINE |  | 25_4C_AL_XLPE |  |  |  | 15.559 m |  | 4 | 0 | Pass | null
381839665 | TNB | DISTRIBUTION | KUALA SELANGOR | Existing | RYB | 230/400 V |  |  | SERVICE LINE |  | 25_4C_AL_XLPE |  |  |  | 16.009 m |  | 4 | 0 | Pass | null
381839670 | TNB | DISTRIBUTION | KUALA SELANGOR | Existing | RYB | 230/400 V |  |  | SERVICE LINE |  | 25_4C_AL_XLPE |  |  |  | 15.563 m |  | 4 | 0 | Pass | null
381839675 | TNB | DISTRIBUTION | KUALA SELANGOR | Existing | RYB | 230/400 V |  |  | SERVICE LINE |  | 25_4C_AL_XLPE |  |  |  | 8.229 m |  | 4 | 0 | Pass | null
381839680 | TNB | DISTRIBUTION | KUALA SELANGOR | Existing | RYB | 230/400 V |  |  | SERVICE LINE |  | 25_4C_AL_XLPE |  |  |  | 20.402 m |  | 4 | 0 | Pass | null
381839685 | TNB | DISTRIBUTION | KUALA SELANGOR | Existing | RYB | 230/400 V |  |  | SERVICE LINE |  | 25_4C_AL_PILC |  |  |  | 31.613 m |  | 4 | 0 | Pass | null
381839690 | TNB | DISTRIBUTION | KUALA SELANGOR | Existing | RYB | 230/400 V |  |  | SERVICE LINE |  | 70_4C_AL_PILC |  |  |  | 11.583 m |  | 4 | 0 | Pass | null
381839695 | TNB | DISTRIBUTION | KUALA SELANGOR | Existing | RYB | 230/400 V |  |  | SERVICE LINE |  | 25_4C_AL_XLPE |  |  |  | 5.187 m |  | 4 | 0 | Pass | null
381839700 | TNB | DISTRIBUTION | KUALA SELANGOR | Existing | RYB | 230/400 V |  |  | SERVICE LINE |  | 25_4C_AL_XLPE |  |  |  | 17.096 m |  | 4 | 0 | Pass | null
381839705 | TNB | DISTRIBUTION | KUALA SELANGOR | Existing | RYB | 230/400 V |  |  | LV LINE |  | 185_4C_AL_XLPE |  |  |  | 348.375 m |  | 4 | 0 | Pass | null
381839710 | TNB | DISTRIBUTION | KUALA SELANGOR | Existing | RYB | 230/400 V |  |  | LV LINE |  | 185_4C_AL_XLPE |  |  |  | 291.715 m |  | 4 | 0 | Pass | null
381839715 | TNB | DISTRIBUTION | KUALA SELANGOR | Existing | RYB | 230/400 V |  |  | SERVICE LINE |  | 25_4C_AL_XLPE |  |  |  | 23.194 m |  | 4 | 0 | Pass | null
381839720 | TNB | DISTRIBUTION | KUALA SELANGOR | Existing | RYB | 230/400 V |  |  | SERVICE LINE |  | 70_4C_AL_XLPE |  |  |  | 17.935 m |  | 4 | 0 | Pass | null
381839725 | TNB | DISTRIBUTION | KUALA SELANGOR | Existing | RYB | 230/400 V |  |  | SERVICE LINE |  | 25_4C_AL_XLPE |  |  |  | 10.268 m |  | 4 | 0 | Pass | null
381839730 | TNB | DISTRIBUTION | KUALA SELANGOR | Existing | RYB | 230/400 V |  |  | SERVICE LINE |  | 70_4C_AL_XLPE |  |  |  | 5.391 m |  | 4 | 0 | Pass | null
381839735 | TNB | DISTRIBUTION | KUALA SELANGOR | Existing | RYB | 230/400 V |  |  | SERVICE LINE |  | 25_4C_AL_XLPE |  |  |  | 7.758 m |  | 4 | 0 | Pass | null
381839736 | TNB | DISTRIBUTION | KUALA SELANGOR | Existing | RYB | 230/400 V |  |  | LV LINE |  | 185_4C_AL_XLPE |  |  |  | 158.549 m |  | 4 | 0 | Pass | null
381839741 | TNB | DISTRIBUTION | KUALA SELANGOR | Existing | RYB | 230/400 V |  |  | LV LINE |  | 120_4C_AL_XLPE |  |  |  | 28.460 m |  | 4 | 0 | Pass | null
381839746 | TNB | DISTRIBUTION | KUALA SELANGOR | Existing | RYB | 230/400 V |  |  | LV LINE |  | 185_4C_AL_PILC |  |  |  | 28.814 m |  | 4 | 0 | Pass | null
381839754 | TNB | DISTRIBUTION | KUALA SELANGOR | Existing | R | 230/400 V |  |  | PUBLIC LIGHT |  | ARMOURED_16MM |  |  |  | 1.393 m |  | 2 | 0 | Fail | Please check "Usage"
381839757 | TNB | DISTRIBUTION | KUALA SELANGOR | Existing | RYB | 230/400 V |  |  | LV LINE |  | 185_4C_AL_PILC |  |  |  | 111.721 m |  | 4 | 0 | Pass | null
381839762 | TNB | DISTRIBUTION | KUALA SELANGOR | Existing | RYB | 230/400 V |  |  | LV LINE |  | 185_4C_AL_XLPE |  |  |  | 35.176 m |  | 4 | 0 | Pass | null
381839782 | TNB | DISTRIBUTION | KUALA SELANGOR | Existing | RYB | 230/400 V |  |  | LV LINE |  | 185_4C_AL_XLPE |  |  |  | 28.697 m |  | 4 | 0 | Pass | null
381839787 | TNB | DISTRIBUTION | KUALA SELANGOR | Existing | RYB | 230/400 V |  |  | LV LINE |  | 185_4C_AL_XLPE |  |  |  | 29.329 m |  | 4 | 0 | Pass | null
381839795 | TNB | DISTRIBUTION | KUALA SELANGOR | Existing | RYB | 230/400 V |  |  | LV LINE |  | 185_4C_AL_XLPE |  |  |  | 56.544 m |  | 4 | 0 | Pass | null
381839800 | TNB | DISTRIBUTION | KUALA SELANGOR | Existing | RYB | 230/400 V |  |  | LV LINE |  | 185_4C_AL_XLPE |  |  |  | 38.404 m |  | 4 | 0 | Pass | null
381839805 | TNB | DISTRIBUTION | KUALA SELANGOR | Existing | RYB | 230/400 V |  |  | LV LINE |  | 185_4C_AL_XLPE |  |  |  | 37.550 m |  | 4 | 0 | Pass | null
381839810 | TNB | DISTRIBUTION | KUALA SELANGOR | Existing | RYB | 230/400 V |  |  | LV LINE |  | 185_4C_AL_XLPE |  |  |  | 57.717 m |  | 4 | 0 | Pass | null
381839815 | TNB | DISTRIBUTION | KUALA SELANGOR | Existing | RYB | 230/400 V |  |  | LV LINE |  | 185_4C_AL_XLPE |  |  |  | 3.784 m |  | 4 | 0 | Pass | null
381839820 | TNB | DISTRIBUTION | KUALA SELANGOR | Existing | RYB | 230/400 V |  |  | LV LINE |  | 70_4C_AL_XLPE |  |  |  | 6.103 m |  | 4 | 0 | Pass | null
381839825 | TNB | DISTRIBUTION | KUALA SELANGOR | Existing | RYB | 230/400 V |  |  | LV LINE |  | 185_4C_AL_XLPE |  |  |  | 40.366 m |  | 4 | 0 | Pass | null
381839830 | TNB | DISTRIBUTION | KUALA SELANGOR | Existing | RYB | 230/400 V |  |  | LV LINE |  | 185_4C_AL_XLPE |  |  |  | 39.565 m |  | 4 | 0 | Pass | null
381839835 | TNB | DISTRIBUTION | KUALA SELANGOR | Existing | RYB | 230/400 V |  |  | LV LINE |  | 120_4C_AL_PILC |  |  |  | 38.206 m |  | 4 | 0 | Pass | null
381839840 | TNB | DISTRIBUTION | KUALA SELANGOR | Existing | RYB | 230/400 V |  |  | LV LINE |  | 185_4C_AL_XLPE |  |  |  | 37.028 m |  | 4 | 0 | Pass | null
381839845 | TNB | DISTRIBUTION | KUALA SELANGOR | Existing | RYB | 230/400 V |  |  | LV LINE |  | 185_4C_AL_XLPE |  |  |  | 36.317 m |  | 4 | 0 | Pass | null
381839850 | TNB | DISTRIBUTION | KUALA SELANGOR | Existing | RYB | 230/400 V |  |  | LV LINE |  | 185_4C_AL_XLPE |  |  |  | 35.250 m |  | 4 | 0 | Pass | null
381839865 | TNB | DISTRIBUTION | KUALA SELANGOR | Existing | RYB | 230/400 V |  |  | SERVICE LINE |  | 70_4C_AL_XLPE |  |  |  | 16.305 m |  | 4 | 0 | Pass | null
381839870 | TNB | DISTRIBUTION | KUALA SELANGOR | Existing | RYB | 230/400 V |  |  | LV LINE |  | 120_4C_AL_XLPE |  |  |  | 18.549 m |  | 4 | 0 | Pass | null
381839875 | TNB | DISTRIBUTION | KUALA SELANGOR | Existing | RYB | 230/400 V |  |  | LV LINE |  | 120_4C_AL_XLPE |  |  |  | 17.563 m |  | 4 | 0 | Pass | null
381839880 | TNB | DISTRIBUTION | KUALA SELANGOR | Existing | RYB | 230/400 V |  |  | SERVICE LINE |  | 25_4C_AL_XLPE |  |  |  | 3.000 m |  | 4 | 0 | Pass | null
381839885 | TNB | DISTRIBUTION | KUALA SELANGOR | Existing | RYB | 230/400 V |  |  | SERVICE LINE |  | 25_4C_AL_XLPE |  |  |  | 3.002 m |  | 4 | 0 | Pass | null
381839890 | TNB | DISTRIBUTION | KUALA SELANGOR | Existing | RYB | 230/400 V |  |  | SERVICE LINE |  | 25_4C_AL_XLPE |  |  |  | 3.001 m |  | 4 | 0 | Pass | null
381839895 | TNB | DISTRIBUTION | KUALA SELANGOR | Existing | RYB | 230/400 V |  |  | SERVICE LINE |  | 25_4C_AL_XLPE |  |  |  | 3.002 m |  | 4 | 0 | Pass | null
381839900 | TNB | DISTRIBUTION | KUALA SELANGOR | Existing | RYB | 230/400 V |  |  | SERVICE LINE |  | 25_4C_AL_XLPE |  |  |  | 3.001 m |  | 4 | 0 | Pass | null
381839905 | TNB | DISTRIBUTION | KUALA SELANGOR | Existing | RYB | 230/400 V |  |  | SERVICE LINE |  | 25_4C_AL_XLPE |  |  |  | 3.002 m |  | 4 | 0 | Pass | null
381839910 | TNB | DISTRIBUTION | KUALA SELANGOR | Existing | RYB | 230/400 V |  |  | SERVICE LINE |  | 25_4C_AL_XLPE |  |  |  | 3.001 m |  | 4 | 0 | Pass | null
381839915 | TNB | DISTRIBUTION | KUALA SELANGOR | Existing | RYB | 230/400 V |  |  | SERVICE LINE |  | 25_4C_AL_XLPE |  |  |  | 3.001 m |  | 4 | 0 | Pass | null
381839920 | TNB | DISTRIBUTION | KUALA SELANGOR | Existing | RYB | 230/400 V |  |  | SERVICE LINE |  | 25_4C_AL_XLPE |  |  |  | 3.002 m |  | 4 | 0 | Pass | null
381839925 | TNB | DISTRIBUTION | KUALA SELANGOR | Existing | RYB | 230/400 V |  |  | SERVICE LINE |  | 25_4C_AL_XLPE |  |  |  | 3.002 m |  | 4 | 0 | Pass | null
381839930 | TNB | DISTRIBUTION | KUALA SELANGOR | Existing | RYB | 230/400 V |  |  | SERVICE LINE |  | 25_4C_AL_XLPE |  |  |  | 3.000 m |  | 4 | 0 | Pass | null
381839935 | TNB | DISTRIBUTION | KUALA SELANGOR | Existing | RYB | 230/400 V |  |  | SERVICE LINE |  | 25_4C_AL_XLPE |  |  |  | 3.002 m |  | 4 | 0 | Pass | null
381839940 | TNB | DISTRIBUTION | KUALA SELANGOR | Existing | RYB | 230/400 V |  |  | SERVICE LINE |  | 25_4C_AL_XLPE |  |  |  | 3.001 m |  | 4 | 0 | Pass | null
381839945 | TNB | DISTRIBUTION | KUALA SELANGOR | Existing | RYB | 230/400 V |  |  | SERVICE LINE |  | 25_4C_AL_XLPE |  |  |  | 3.001 m |  | 4 | 0 | Pass | null
381839950 | TNB | DISTRIBUTION | KUALA SELANGOR | Existing | RYB | 230/400 V |  |  | SERVICE LINE |  | 25_4C_AL_XLPE |  |  |  | 3.001 m |  | 4 | 0 | Pass | null
381839955 | TNB | DISTRIBUTION | KUALA SELANGOR | Existing | RYB | 230/400 V |  |  | SERVICE LINE |  | 25_4C_AL_XLPE |  |  |  | 3.001 m |  | 4 | 0 | Pass | null
381839960 | TNB | DISTRIBUTION | KUALA SELANGOR | Existing | RYB | 230/400 V |  |  | SERVICE LINE |  | 25_4C_AL_XLPE |  |  |  | 3.002 m |  | 4 | 0 | Pass | null
381839965 | TNB | DISTRIBUTION | KUALA SELANGOR | Existing | RYB | 230/400 V |  |  | SERVICE LINE |  | 25_4C_AL_XLPE |  |  |  | 2.999 m |  | 4 | 0 | Pass | null
381839970 | TNB | DISTRIBUTION | KUALA SELANGOR | Existing | RYB | 230/400 V |  |  | SERVICE LINE |  | 25_4C_AL_XLPE |  |  |  | 3.000 m |  | 4 | 0 | Pass | null
381839975 | TNB | DISTRIBUTION | KUALA SELANGOR | Existing | RYB | 230/400 V |  |  | SERVICE LINE |  | 25_4C_AL_XLPE |  |  |  | 3.002 m |  | 4 | 0 | Pass | null
381839980 | TNB | DISTRIBUTION | KUALA SELANGOR | Existing | RYB | 230/400 V |  |  | SERVICE LINE |  | 25_4C_AL_XLPE |  |  |  | 3.002 m |  | 4 | 0 | Pass | null
381839985 | TNB | DISTRIBUTION | KUALA SELANGOR | Existing | RYB | 230/400 V |  |  | SERVICE LINE |  | 25_4C_AL_XLPE |  |  |  | 3.002 m |  | 4 | 0 | Pass | null
381839995 | TNB | DISTRIBUTION | KUALA SELANGOR | Existing | RYB | 230/400 V |  |  | SERVICE LINE |  | 25_4C_AL_XLPE |  |  |  | 3.001 m |  | 4 | 0 | Pass | null
381840000 | TNB | DISTRIBUTION | KUALA SELANGOR | Existing | RYB | 230/400 V |  |  | SERVICE LINE |  | 25_4C_AL_XLPE |  |  |  | 3.002 m |  | 4 | 0 | Pass | null
381840005 | TNB | DISTRIBUTION | KUALA SELANGOR | Existing | RYB | 230/400 V |  |  | SERVICE LINE |  | 25_4C_AL_XLPE |  |  |  | 3.001 m |  | 4 | 0 | Pass | null
381840010 | TNB | DISTRIBUTION | KUALA SELANGOR | Existing | RYB | 230/400 V |  |  | SERVICE LINE |  | 25_4C_AL_XLPE |  |  |  | 3.002 m |  | 4 | 0 | Pass | null
381840015 | TNB | DISTRIBUTION | KUALA SELANGOR | Existing | RYB | 230/400 V |  |  | SERVICE LINE |  | 25_4C_AL_XLPE |  |  |  | 3.002 m |  | 4 | 0 | Pass | null
381840020 | TNB | DISTRIBUTION | KUALA SELANGOR | Existing | RYB | 230/400 V |  |  | SERVICE LINE |  | 25_4C_AL_XLPE |  |  |  | 3.002 m |  | 4 | 0 | Pass | null
381840025 | TNB | DISTRIBUTION | KUALA SELANGOR | Existing | RYB | 230/400 V |  |  | SERVICE LINE |  | 25_4C_AL_XLPE |  |  |  | 3.217 m |  | 4 | 0 | Pass | null
381840030 | TNB | DISTRIBUTION | KUALA SELANGOR | Existing | RYB | 230/400 V |  |  | SERVICE LINE |  | 25_4C_AL_XLPE |  |  |  | 3.001 m |  | 4 | 0 | Pass | null
381840035 | TNB | DISTRIBUTION | KUALA SELANGOR | Existing | RYB | 230/400 V |  |  | SERVICE LINE |  | 25_4C_AL_XLPE |  |  |  | 3.000 m |  | 4 | 0 | Pass | null
381840040 | TNB | DISTRIBUTION | KUALA SELANGOR | Existing | RYB | 230/400 V |  |  | SERVICE LINE |  | 25_4C_AL_XLPE |  |  |  | 3.000 m |  | 4 | 0 | Pass | null
381840045 | TNB | DISTRIBUTION | KUALA SELANGOR | Existing | RYB | 230/400 V |  |  | SERVICE LINE |  | 25_4C_AL_XLPE |  |  |  | 3.000 m |  | 4 | 0 | Pass | null
381840050 | TNB | DISTRIBUTION | KUALA SELANGOR | Existing | RYB | 230/400 V |  |  | SERVICE LINE |  | 25_4C_AL_XLPE |  |  |  | 3.002 m |  | 4 | 0 | Pass | null
381840060 | TNB | DISTRIBUTION | KUALA SELANGOR | Existing | RYB | 230/400 V |  |  | SERVICE LINE |  | 25_4C_AL_XLPE |  |  |  | 3.000 m |  | 4 | 0 | Pass | null
381840065 | TNB | DISTRIBUTION | KUALA SELANGOR | Existing | RYB | 230/400 V |  |  | SERVICE LINE |  | 25_4C_AL_XLPE |  |  |  | 3.002 m |  | 4 | 0 | Pass | null
381840070 | TNB | DISTRIBUTION | KUALA SELANGOR | Existing | RYB | 230/400 V |  |  | SERVICE LINE |  | 25_4C_AL_XLPE |  |  |  | 2.999 m |  | 4 | 0 | Pass | null
381840075 | TNB | DISTRIBUTION | KUALA SELANGOR | Existing | RYB | 230/400 V |  |  | SERVICE LINE |  | 25_4C_AL_XLPE |  |  |  | 3.001 m |  | 4 | 0 | Pass | null
381840080 | TNB | DISTRIBUTION | KUALA SELANGOR | Existing | RYB | 230/400 V |  |  | SERVICE LINE |  | 25_4C_AL_XLPE |  |  |  | 3.001 m |  | 4 | 0 | Pass | null
381840085 | TNB | DISTRIBUTION | KUALA SELANGOR | Existing | RYB | 230/400 V |  |  | SERVICE LINE |  | 25_4C_AL_XLPE |  |  |  | 3.026 m |  | 4 | 0 | Pass | null
381840090 | TNB | DISTRIBUTION | KUALA SELANGOR | Existing | RYB | 230/400 V |  |  | SERVICE LINE |  | 25_4C_AL_XLPE |  |  |  | 2.016 m |  | 4 | 0 | Pass | null
381840095 | TNB | DISTRIBUTION | KUALA SELANGOR | Existing | RYB | 230/400 V |  |  | SERVICE LINE |  | 70_4C_AL_XLPE |  |  |  | 2.156 m |  | 4 | 0 | Pass | null
381840100 | TNB | DISTRIBUTION | KUALA SELANGOR | Existing | R | 230/400 V |  |  | SERVICE LINE |  | ARMOURED_16MM |  |  |  | 1.006 m |  | 2 | 0 | Pass | null
381840103 | TNB | DISTRIBUTION | KUALA SELANGOR | Existing | RYB | 230/400 V |  |  | SERVICE LINE |  | 25_4C_AL_XLPE |  |  |  | 1.383 m |  | 4 | 0 | Pass | null
381840108 | TNB | DISTRIBUTION | KUALA SELANGOR | Existing | RYB | 230/400 V |  |  | SERVICE LINE |  | 185_4C_AL_XLPE |  |  |  | 29.717 m |  | 4 | 0 | Pass | null
381840109 | TNB | DISTRIBUTION | KUALA SELANGOR | Existing | RYB | 230/400 V |  |  | SERVICE LINE |  | 25_4C_AL_XLPE |  |  |  | 0.807 m |  | 4 | 0 | Pass | null
381840114 | TNB | DISTRIBUTION | KUALA SELANGOR | Existing | RYB | 230/400 V |  |  | SERVICE LINE |  | 25_4C_AL_XLPE |  |  |  | 1.424 m |  | 4 | 0 | Pass | null
381840119 | TNB | DISTRIBUTION | KUALA SELANGOR | Existing | RYB | 230/400 V |  |  | SERVICE LINE |  | 25_4C_AL_XLPE |  |  |  | 3.001 m |  | 4 | 0 | Pass | null
381840124 | TNB | DISTRIBUTION | KUALA SELANGOR | Existing | RYB | 230/400 V |  |  | LV LINE |  | 185_4C_AL_XLPE |  |  |  | 70.090 m |  | 4 | 0 | Pass | null
381840129 | TNB | DISTRIBUTION | KUALA SELANGOR | Existing | RYB | 230/400 V |  |  | LV LINE |  | 185_4C_AL_XLPE |  |  |  | 71.374 m |  | 4 | 0 | Pass | null
381840134 | TNB | DISTRIBUTION | KUALA SELANGOR | Existing | RYB | 230/400 V |  |  | SERVICE LINE |  | 25_4C_AL_XLPE |  |  |  | 13.615 m |  | 4 | 0 | Pass | null
381840139 | TNB | DISTRIBUTION | KUALA SELANGOR | Existing | RYB | 230/400 V |  |  | LV LINE |  | 70_4C_AL_XLPE |  |  |  | 64.562 m |  | 4 | 0 | Pass | null
381840144 | TNB | DISTRIBUTION | KUALA SELANGOR | Existing | RYB | 230/400 V |  |  | LV LINE |  | 120_4C_AL_XLPE |  |  |  | 65.744 m |  | 4 | 0 | Pass | null
381840149 | TNB | DISTRIBUTION | KUALA SELANGOR | Existing | RYB | 230/400 V |  |  | SERVICE LINE |  | 25_4C_AL_XLPE |  |  |  | 19.408 m |  | 4 | 0 | Pass | null
381840154 | TNB | DISTRIBUTION | KUALA SELANGOR | Existing | R | 230/400 V |  |  | SERVICE LINE |  | ARMOURED_16MM |  |  |  | 5.353 m |  | 2 | 0 | Pass | null
381840157 | TNB | DISTRIBUTION | KUALA SELANGOR | Existing | RYB | 230/400 V |  |  | SERVICE LINE |  | 70_4C_AL_XLPE |  |  |  | 33.970 m |  | 4 | 0 | Pass | null
381840162 | TNB | DISTRIBUTION | KUALA SELANGOR | Existing | RYB | 230/400 V |  |  | SERVICE LINE |  | 25_4C_AL_XLPE |  |  |  | 21.054 m |  | 4 | 0 | Pass | null
381840167 | TNB | DISTRIBUTION | KUALA SELANGOR | Existing | RYB | 230/400 V |  |  | SERVICE LINE |  | 25_4C_AL_XLPE |  |  |  | 21.377 m |  | 4 | 0 | Pass | null
381840172 | TNB | DISTRIBUTION | KUALA SELANGOR | Existing | RYB | 230/400 V |  |  | SERVICE LINE |  | 25_4C_AL_XLPE |  |  |  | 16.479 m |  | 4 | 0 | Pass | null
381840177 | TNB | DISTRIBUTION | KUALA SELANGOR | Existing | RYB | 230/400 V |  |  | SERVICE LINE |  | 25_4C_AL_XLPE |  |  |  | 27.112 m |  | 4 | 0 | Pass | null
381840182 | TNB | DISTRIBUTION | KUALA SELANGOR | Existing | RYB | 230/400 V |  |  | SERVICE LINE |  | 25_4C_AL_XLPE |  |  |  | 18.362 m |  | 4 | 0 | Pass | null
381840187 | TNB | DISTRIBUTION | KUALA SELANGOR | Existing | RYB | 230/400 V |  |  | SERVICE LINE |  | 25_4C_AL_XLPE |  |  |  | 18.317 m |  | 4 | 0 | Pass | null
381840192 | TNB | DISTRIBUTION | KUALA SELANGOR | Existing | RYB | 230/400 V |  |  | SERVICE LINE |  | 25_4C_AL_XLPE |  |  |  | 14.544 m |  | 4 | 0 | Pass | null
381840197 | TNB | DISTRIBUTION | KUALA SELANGOR | Existing | RYB | 230/400 V |  |  | SERVICE LINE |  | 25_4C_AL_XLPE |  |  |  | 16.481 m |  | 4 | 0 | Pass | null
381840202 | TNB | DISTRIBUTION | KUALA SELANGOR | Existing | RYB | 230/400 V |  |  | SERVICE LINE |  | 70_4C_AL_XLPE |  |  |  | 104.386 m |  | 4 | 0 | Pass | null
381840207 | TNB | DISTRIBUTION | KUALA SELANGOR | Existing | RYB | 230/400 V |  |  | SERVICE LINE |  | 25_4C_AL_XLPE |  |  |  | 4.751 m |  | 4 | 0 | Pass | null
381840212 | TNB | DISTRIBUTION | KUALA SELANGOR | Existing | RYB | 230/400 V |  |  | SERVICE LINE |  | 25_4C_AL_XLPE |  |  |  | 16.538 m |  | 4 | 0 | Pass | null
381840217 | TNB | DISTRIBUTION | KUALA SELANGOR | Existing | RYB | 230/400 V |  |  | LV LINE |  | 185_4C_AL_XLPE |  |  |  | 12.819 m |  | 4 | 0 | Pass | null
381840222 | TNB | DISTRIBUTION | KUALA SELANGOR | Existing | RYB | 230/400 V |  |  | LV LINE |  | 185_4C_AL_PILC |  |  |  | 12.181 m |  | 4 | 0 | Pass | null
381840227 | TNB | DISTRIBUTION | KUALA SELANGOR | Existing | RYB | 230/400 V |  |  | LV LINE |  | 185_4C_AL_XLPE |  |  |  | 21.387 m |  | 4 | 0 | Pass | null
381840232 | TNB | DISTRIBUTION | KUALA SELANGOR | Existing | RYB | 230/400 V |  |  | LV LINE |  | 185_4C_AL_XLPE |  |  |  | 19.498 m |  | 4 | 0 | Pass | null
381840237 | TNB | DISTRIBUTION | KUALA SELANGOR | Existing | RYB | 230/400 V |  |  | LV LINE |  | 185_4C_AL_XLPE |  |  |  | 39.329 m |  | 4 | 0 | Pass | null
381840242 | TNB | DISTRIBUTION | KUALA SELANGOR | Existing | RYB | 230/400 V |  |  | SERVICE LINE |  | 25_4C_AL_XLPE |  |  |  | 27.292 m |  | 4 | 0 | Pass | null
381840317 | TNB | DISTRIBUTION | KUALA SELANGOR | Existing | RYB | 230/400 V |  |  | SERVICE LINE |  | 25_4C_AL_XLPE |  |  |  | 11.536 m |  | 4 | 0 | Pass | null
381840347 | TNB | DISTRIBUTION | KUALA SELANGOR | Existing | RYB | 230/400 V |  |  | SERVICE LINE |  | 25_4C_AL_XLPE |  |  |  | 13.690 m |  | 4 | 0 | Pass | null
381840377 | TNB | DISTRIBUTION | KUALA SELANGOR | Existing | RYB | 230/400 V |  |  | SERVICE LINE |  | 25_4C_AL_XLPE |  |  |  | 13.047 m |  | 4 | 0 | Pass | null
381840392 | TNB | DISTRIBUTION | KUALA SELANGOR | Existing | RYB | 230/400 V |  |  | SERVICE LINE |  | 25_4C_AL_XLPE |  |  |  | 12.418 m |  | 4 | 0 | Pass | null
381840417 | TNB | DISTRIBUTION | KUALA SELANGOR | Existing | RYB | 230/400 V |  |  | LV LINE |  | 185_4C_AL_PILC |  |  |  | 58.203 m |  | 4 | 0 | Pass | null
381840422 | TNB | DISTRIBUTION | KUALA SELANGOR | Existing | RYB | 230/400 V |  |  | LV LINE |  | 185_4C_AL_XLPE |  |  |  | 99.264 m |  | 4 | 0 | Pass | null
381840427 | TNB | DISTRIBUTION | KUALA SELANGOR | Existing | RYB | 230/400 V |  |  | LV LINE |  | 185_4C_AL_XLPE |  |  |  | 14.493 m |  | 4 | 0 | Pass | null
381840432 | TNB | DISTRIBUTION | KUALA SELANGOR | Existing | RYB | 230/400 V |  |  | SERVICE LINE |  | 25_4C_AL_XLPE |  |  |  | 15.826 m |  | 4 | 0 | Pass | null
381840437 | TNB | DISTRIBUTION | KUALA SELANGOR | Existing | RYB | 230/400 V |  |  | SERVICE LINE |  | 25_4C_AL_XLPE |  |  |  | 1.592 m |  | 4 | 0 | Pass | null
381840442 | TNB | DISTRIBUTION | KUALA SELANGOR | Existing | RYB | 230/400 V |  |  | SERVICE LINE |  | 25_4C_AL_XLPE |  |  |  | 17.094 m |  | 4 | 0 | Pass | null
381840447 | TNB | DISTRIBUTION | KUALA SELANGOR | Existing | RYB | 230/400 V |  |  | SERVICE LINE |  | 25_4C_AL_XLPE |  |  |  | 2.485 m |  | 4 | 0 | Pass | null
381840452 | TNB | DISTRIBUTION | KUALA SELANGOR | Existing | RYB | 230/400 V |  |  | SERVICE LINE |  | 25_4C_AL_XLPE |  |  |  | 28.245 m |  | 4 | 0 | Pass | null
381840457 | TNB | DISTRIBUTION | KUALA SELANGOR | Existing | RYB | 230/400 V |  |  | SERVICE LINE |  | 25_4C_AL_XLPE |  |  |  | 3.389 m |  | 4 | 0 | Pass | null
381840462 | TNB | DISTRIBUTION | KUALA SELANGOR | Existing | RYB | 230/400 V |  |  | SERVICE LINE |  | 25_4C_AL_XLPE |  |  |  | 23.286 m |  | 4 | 0 | Pass | null
381840467 | TNB | DISTRIBUTION | KUALA SELANGOR | Existing | RYB | 230/400 V |  |  | SERVICE LINE |  | 25_4C_AL_XLPE |  |  |  | 2.501 m |  | 4 | 0 | Pass | null
381840472 | TNB | DISTRIBUTION | KUALA SELANGOR | Existing | RYB | 230/400 V |  |  | LV LINE |  | 70_4C_AL_XLPE |  |  |  | 110.990 m |  | 4 | 0 | Pass | null
381840477 | TNB | DISTRIBUTION | KUALA SELANGOR | Existing | RYB | 230/400 V |  |  | SERVICE LINE |  | 70_4C_AL_XLPE |  |  |  | 31.483 m |  | 4 | 0 | Pass | null
381840482 | TNB | DISTRIBUTION | KUALA SELANGOR | Existing | RYB | 230/400 V |  |  | SERVICE LINE |  | 70_4C_AL_XLPE |  |  |  | 2.814 m |  | 4 | 0 | Pass | null
381840487 | TNB | DISTRIBUTION | KUALA SELANGOR | Existing | RYB | 230/400 V |  |  | SERVICE LINE |  | 70_4C_AL_XLPE |  |  |  | 2.013 m |  | 4 | 0 | Pass | null
381840492 | TNB | DISTRIBUTION | KUALA SELANGOR | Existing | RYB | 230/400 V |  |  | SERVICE LINE |  | 70_4C_AL_XLPE |  |  |  | 2.000 m |  | 4 | 0 | Pass | null
381840497 | TNB | DISTRIBUTION | KUALA SELANGOR | Existing | RYB | 230/400 V |  |  | SERVICE LINE |  | 70_4C_AL_XLPE |  |  |  | 2.066 m |  | 4 | 0 | Pass | null
381840502 | TNB | DISTRIBUTION | KUALA SELANGOR | Existing | RYB | 230/400 V |  |  | SERVICE LINE |  | 70_4C_AL_XLPE |  |  |  | 2.079 m |  | 4 | 0 | Pass | null
381840507 | TNB | DISTRIBUTION | KUALA SELANGOR | Existing | RYB | 230/400 V |  |  | SERVICE LINE |  | 70_4C_AL_XLPE |  |  |  | 1.000 m |  | 4 | 0 | Pass | null
381840512 | TNB | DISTRIBUTION | KUALA SELANGOR | Existing | RYB | 230/400 V |  |  | SERVICE LINE |  | 70_4C_AL_XLPE |  |  |  | 1.000 m |  | 4 | 0 | Pass | null
381840517 | TNB | DISTRIBUTION | KUALA SELANGOR | Existing | RYB | 230/400 V |  |  | SERVICE LINE |  | 70_4C_AL_XLPE |  |  |  | 1.000 m |  | 4 | 0 | Pass | null
381840522 | TNB | DISTRIBUTION | KUALA SELANGOR | Existing | RYB | 230/400 V |  |  | SERVICE LINE |  | 70_4C_AL_XLPE |  |  |  | 1.000 m |  | 4 | 0 | Pass | null
381840527 | TNB | DISTRIBUTION | KUALA SELANGOR | Existing | RYB | 230/400 V |  |  | SERVICE LINE |  | 70_4C_AL_XLPE |  |  |  | 2.678 m |  | 4 | 0 | Pass | null
381840532 | TNB | DISTRIBUTION | KUALA SELANGOR | Existing | RYB | 230/400 V |  |  | SERVICE LINE |  | 70_4C_AL_XLPE |  |  |  | 2.203 m |  | 4 | 0 | Pass | null
381840537 | TNB | DISTRIBUTION | KUALA SELANGOR | Existing | RYB | 230/400 V |  |  | SERVICE LINE |  | 70_4C_AL_XLPE |  |  |  | 2.563 m |  | 4 | 0 | Pass | null
381840542 | TNB | DISTRIBUTION | KUALA SELANGOR | Existing | RYB | 230/400 V |  |  | SERVICE LINE |  | 25_4C_AL_XLPE |  |  |  | 18.337 m |  | 4 | 0 | Pass | null
381840547 | TNB | DISTRIBUTION | KUALA SELANGOR | Existing | RYB | 230/400 V |  |  | SERVICE LINE |  | 25_4C_AL_XLPE |  |  |  | 2.501 m |  | 4 | 0 | Pass | null
381840557 | TNB | DISTRIBUTION | KUALA SELANGOR | Existing | RYB | 230/400 V |  |  | LV LINE |  | 185_4C_AL_XLPE |  |  |  | 74.189 m |  | 4 | 0 | Pass | null
381840562 | TNB | DISTRIBUTION | KUALA SELANGOR | Existing | RYB | 230/400 V |  |  | SERVICE LINE |  | 70_4C_AL_XLPE |  |  |  | 22.835 m |  | 4 | 0 | Pass | null
381840567 | TNB | DISTRIBUTION | KUALA SELANGOR | Existing | RYB | 230/400 V |  |  | SERVICE LINE |  | 70_4C_AL_XLPE |  |  |  | 3.461 m |  | 4 | 0 | Pass | null
381840572 | TNB | DISTRIBUTION | KUALA SELANGOR | Existing | RYB | 230/400 V |  |  | SERVICE LINE |  | 70_4C_AL_XLPE |  |  |  | 1.638 m |  | 4 | 0 | Pass | null
381840577 | TNB | DISTRIBUTION | KUALA SELANGOR | Existing | RYB | 230/400 V |  |  | SERVICE LINE |  | 70_4C_AL_XLPE |  |  |  | 1.830 m |  | 4 | 0 | Pass | null
381840578 | TNB | DISTRIBUTION | KUALA SELANGOR | Existing | RYB | 230/400 V |  |  | SERVICE LINE |  | 70_4C_AL_XLPE |  |  |  | 1.798 m |  | 4 | 0 | Pass | null
381840583 | TNB | DISTRIBUTION | KUALA SELANGOR | Existing | RYB | 230/400 V |  |  | LV LINE |  | 185_4C_AL_XLPE |  |  |  | 13.327 m |  | 4 | 0 | Pass | null
381840588 | TNB | DISTRIBUTION | KUALA SELANGOR | Existing | RYB | 230/400 V |  |  | SERVICE LINE |  | 120_4C_AL_XLPE |  |  |  | 7.924 m |  | 4 | 0 | Pass | null
381840593 | TNB | DISTRIBUTION | KUALA SELANGOR | Existing | RYB | 230/400 V |  |  | SERVICE LINE |  | 120_4C_AL_XLPE |  |  |  | 1.069 m |  | 4 | 0 | Pass | null
381840598 | TNB | DISTRIBUTION | KUALA SELANGOR | Existing | RYB | 230/400 V |  |  | LV LINE |  | 185_4C_AL_XLPE |  |  |  | 14.217 m |  | 4 | 0 | Pass | null
381840603 | TNB | DISTRIBUTION | KUALA SELANGOR | Existing | RYB | 230/400 V |  |  | LV LINE |  | 185_4C_AL_XLPE |  |  |  | 15.629 m |  | 4 | 0 | Pass | null
381840608 | TNB | DISTRIBUTION | KUALA SELANGOR | Existing | RYB | 230/400 V |  |  | SERVICE LINE |  | 185_4C_AL_XLPE |  |  |  | 11.625 m |  | 4 | 0 | Pass | null
381840613 | TNB | DISTRIBUTION | KUALA SELANGOR | Existing | RYB | 230/400 V |  |  | SERVICE LINE |  | 185_4C_AL_XLPE |  |  |  | 2.146 m |  | 4 | 0 | Pass | null
381840618 | TNB | DISTRIBUTION | KUALA SELANGOR | Existing | RYB | 230/400 V |  |  | LV LINE |  | 185_4C_AL_XLPE |  |  |  | 17.583 m |  | 4 | 0 | Pass | null
381840623 | TNB | DISTRIBUTION | KUALA SELANGOR | Existing | RYB | 230/400 V |  |  | LV LINE |  | 185_4C_AL_XLPE |  |  |  | 17.745 m |  | 4 | 0 | Pass | null
381840628 | TNB | DISTRIBUTION | KUALA SELANGOR | Existing | RYB | 230/400 V |  |  | LV LINE |  | 185_4C_AL_XLPE |  |  |  | 10.741 m |  | 4 | 0 | Pass | null
381840633 | TNB | DISTRIBUTION | KUALA SELANGOR | Existing | RYB | 230/400 V |  |  | LV LINE |  | 185_4C_AL_XLPE |  |  |  | 6.313 m |  | 4 | 0 | Pass | null
381840638 | TNB | DISTRIBUTION | KUALA SELANGOR | Existing | RYB | 230/400 V |  |  | SERVICE LINE |  | 185_4C_AL_XLPE |  |  |  | 36.375 m |  | 4 | 0 | Pass | null
381840643 | TNB | DISTRIBUTION | KUALA SELANGOR | Existing | RYB | 230/400 V |  |  | LV LINE |  | 185_4C_AL_XLPE |  |  |  | 6.878 m |  | 4 | 0 | Pass | null
381841612 | TNB | DISTRIBUTION | KUALA SELANGOR | Existing | RYB | 230/400 V |  |  | LV LINE |  | 185_4C_AL_XLPE |  |  |  | 8.834 m |  | 4 | 0 | Pass | null
381841712 | TNB | DISTRIBUTION | KUALA SELANGOR | Existing | RYB | 230/400 V |  |  | LV LINE |  | 185_4C_AL_XLPE |  |  |  | 31.886 m |  | 4 | 0 | Pass | null
381841730 | TNB | DISTRIBUTION | KUALA SELANGOR | Existing | RYB | 230/400 V |  |  | LV LINE |  | 120_4C_AL_XLPE |  |  |  | 32.559 m |  | 4 | 0 | Pass | null
381841773 | TNB | DISTRIBUTION | KUALA SELANGOR | Existing | RYB | 230/400 V |  |  | SERVICE LINE |  | 7X_500_1C_CU_PVC/PVC |  |  |  | 7.842 m |  | 7 | 0 | Pass | null
381841785 | TNB | DISTRIBUTION | KUALA SELANGOR | Existing | RYB | 230/400 V |  |  | SERVICE LINE |  | 185_4C_AL_XLPE |  |  |  | 42.313 m |  | 4 | 0 | Pass | null
381841797 | TNB | DISTRIBUTION | KUALA SELANGOR | Existing | RYB | 230/400 V |  |  | SERVICE LINE |  | 185_4C_AL_XLPE |  |  |  | 39.316 m |  | 4 | 0 | Pass | null
381841809 | TNB | DISTRIBUTION | KUALA SELANGOR | Existing | RYB | 230/400 V |  |  | LV LINE |  | 185_4C_AL_XLPE |  |  |  | 20.061 m |  | 4 | 0 | Pass | null
381841814 | TNB | DISTRIBUTION | KUALA SELANGOR | Existing | RYB | 230/400 V |  |  | LV LINE |  | 185_4C_AL_XLPE |  |  |  | 15.302 m |  | 4 | 0 | Pass | null
381841819 | TNB | DISTRIBUTION | KUALA SELANGOR | Existing | RYB | 230/400 V |  |  | LV LINE |  | 185_4C_AL_XLPE |  |  |  | 27.121 m |  | 4 | 0 | Pass | null
381841824 | TNB | DISTRIBUTION | KUALA SELANGOR | Existing | RYB | 230/400 V |  |  | LV LINE |  | 185_4C_AL_XLPE |  |  |  | 29.625 m |  | 4 | 0 | Pass | null
381841857 | TNB | DISTRIBUTION | KUALA SELANGOR | Existing | RYB | 230/400 V |  |  | Unknown |  | 185_4C_AL_XLPE |  |  |  | 17.384 m |  | 4 | 0 | Fail | Please check "Usage"
381841862 | TNB | DISTRIBUTION | KUALA SELANGOR | Existing | RYB | 230/400 V |  |  | Unknown |  | 185_4C_AL_XLPE |  |  |  | 17.918 m |  | 4 | 0 | Fail | Please check "Usage"
381841867 | TNB | DISTRIBUTION | KUALA SELANGOR | Existing | RYB | 230/400 V |  |  | Unknown |  | 185_4C_AL_XLPE |  |  |  | 36.676 m |  | 4 | 0 | Fail | Please check "Usage"
381841872 | TNB | DISTRIBUTION | KUALA SELANGOR | Existing | RYB | 230/400 V |  |  | Unknown |  | 185_4C_AL_XLPE |  |  |  | 36.847 m |  | 4 | 0 | Fail | Please check "Usage"
381841877 | TNB | DISTRIBUTION | KUALA SELANGOR | Existing | RYB | 230/400 V |  |  | Unknown |  | 185_4C_AL_XLPE |  |  |  | 41.634 m |  | 4 | 0 | Fail | Please check "Usage"
381841896 | TNB | DISTRIBUTION | KUALA SELANGOR | Existing | RYB | Unknown |  |  | Unknown |  | 300_4C_AL_XLPE |  |  |  | 84.054 m |  | 4 | 0 | Fail | Please check "Nominal Voltage"
381841901 | TNB | DISTRIBUTION | KUALA SELANGOR | Existing | RYB | Unknown |  |  | Unknown |  | 185_4C_AL_XLPE |  |  |  | 19.343 m |  | 4 | 0 | Fail | Please check "Nominal Voltage"
381841902 | TNB | DISTRIBUTION | KUALA SELANGOR | Existing | RYB | Unknown |  |  | Unknown |  | 185_4C_AL_XLPE |  |  |  | 18.740 m |  | 4 | 0 | Fail | Please check "Nominal Voltage"
381841903 | TNB | DISTRIBUTION | KUALA SELANGOR | Existing | RYB | Unknown |  |  | Unknown |  | 185_4C_AL_XLPE |  |  |  | 18.620 m |  | 4 | 0 | Fail | Please check "Nominal Voltage"
381841944 | TNB | DISTRIBUTION | KUALA SELANGOR | Existing | RYB | Unknown |  |  | Unknown |  | 185_4C_AL_XLPE |  |  |  | 29.313 m |  | 4 | 0 | Fail | Please check "Nominal Voltage"
381841949 | TNB | DISTRIBUTION | KUALA SELANGOR | Existing | RYB | Unknown |  |  | Unknown |  | 185_4C_AL_XLPE |  |  |  | 27.705 m |  | 4 | 0 | Fail | Please check "Nominal Voltage"
381841954 | TNB | DISTRIBUTION | KUALA SELANGOR | Existing | RYB | Unknown |  |  | Unknown |  | 185_4C_AL_XLPE |  |  |  | 26.092 m |  | 4 | 0 | Fail | Please check "Nominal Voltage"
381841959 | TNB | DISTRIBUTION | KUALA SELANGOR | Existing | RYB | Unknown |  |  | Unknown |  | 185_4C_AL_XLPE |  |  |  | 24.609 m |  | 4 | 0 | Fail | Please check "Nominal Voltage"
381842011 | TNB | DISTRIBUTION | KUALA SELANGOR | Existing | RYB | Unknown |  |  | Unknown |  | 185_4C_AL_XLPE |  |  |  | 19.894 m |  | 4 | 0 | Fail | Please check "Nominal Voltage"
381842016 | TNB | DISTRIBUTION | KUALA SELANGOR | Existing | RYB | Unknown |  |  | Unknown |  | 185_4C_AL_XLPE |  |  |  | 19.886 m |  | 4 | 0 | Fail | Please check "Nominal Voltage"
381842021 | TNB | DISTRIBUTION | KUALA SELANGOR | Existing | RYB | Unknown |  |  | Unknown |  | 185_4C_AL_XLPE |  |  |  | 43.790 m |  | 4 | 0 | Fail | Please check "Nominal Voltage"
381842027 | TNB | DISTRIBUTION | KUALA SELANGOR | Existing | RYB | Unknown |  |  | Unknown |  | 185_4C_AL_XLPE |  |  |  | 3.998 m |  | 4 | 0 | Fail | Please check "Nominal Voltage"
381842032 | TNB | DISTRIBUTION | KUALA SELANGOR | Existing | RYB | Unknown |  |  | Unknown |  | 185_4C_AL_XLPE |  |  |  | 5.610 m |  | 4 | 0 | Fail | Please check "Nominal Voltage"
381842037 | TNB | DISTRIBUTION | KUALA SELANGOR | Existing | RYB | Unknown |  |  | Unknown |  | 185_4C_AL_XLPE |  |  |  | 6.360 m |  | 4 | 0 | Fail | Please check "Nominal Voltage"
381842042 | TNB | DISTRIBUTION | KUALA SELANGOR | Existing | RYB | Unknown |  |  | Unknown |  | 185_4C_AL_XLPE |  |  |  | 6.599 m |  | 4 | 0 | Fail | Please check "Nominal Voltage"
381842047 | TNB | DISTRIBUTION | KUALA SELANGOR | Existing | RYB | Unknown |  |  | Unknown |  | 185_4C_AL_XLPE |  |  |  | 7.203 m |  | 4 | 0 | Fail | Please check "Nominal Voltage"
381842086 | TNB | DISTRIBUTION | KUALA SELANGOR | Existing | RYB | 230/400 V |  |  | LV LINE |  | 185_4C_AL_XLPE |  |  |  | 10.216 m |  | 4 | 0 | Pass | null
381842091 | TNB | DISTRIBUTION | KUALA SELANGOR | Existing | RYB | 230/400 V |  |  | LV LINE |  | 185_4C_AL_XLPE |  |  |  | 10.298 m |  | 4 | 0 | Pass | null
381842096 | TNB | DISTRIBUTION | KUALA SELANGOR | Existing | RYB | 230/400 V |  |  | LV LINE |  | 185_4C_AL_XLPE |  |  |  | 10.953 m |  | 4 | 0 | Pass | null
381842165 | TNB | DISTRIBUTION | KUALA SELANGOR | Existing | RYB | Unknown |  |  | Unknown |  | 185_4C_AL_XLPE |  |  |  | 8.020 m |  | 4 | 0 | Fail | Please check "Nominal Voltage"
381842247 | TNB | DISTRIBUTION | KUALA SELANGOR | Existing | RYB | 230/400 V |  |  | LV LINE |  | 185_4C_AL_XLPE |  |  |  | 14.905 m |  | 4 | 0 | Pass | null
381842253 | TNB | DISTRIBUTION | KUALA SELANGOR | Existing | RYB | 230/400 V |  |  | LV LINE |  | 185_4C_AL_XLPE |  |  |  | 85.881 m |  | 4 | 0 | Pass | null
381842258 | TNB | DISTRIBUTION | KUALA SELANGOR | Existing | RYB | 230/400 V |  |  | LV LINE |  | 185_4C_AL_XLPE |  |  |  | 73.324 m |  | 4 | 0 | Pass | null
381842263 | TNB | DISTRIBUTION | KUALA SELANGOR | Existing | RYB | 230/400 V |  |  | LV LINE |  | 185_4C_AL_XLPE |  |  |  | 123.014 m |  | 4 | 0 | Pass | null
381842545 | TNB | DISTRIBUTION | KUALA SELANGOR | Existing | RYB | 230/400 V |  |  | LV LINE |  | 300_4C_AL_XLPE |  |  |  | 169.746 m |  | 4 | 0 | Pass | null
381842554 | TNB | DISTRIBUTION | KUALA SELANGOR | Existing | RYB | 230/400 V |  |  | LV LINE |  | 300_4C_AL_XLPE |  |  |  | 223.041 m |  | 4 | 0 | Pass | null
381842570 | TNB | DISTRIBUTION | KUALA SELANGOR | Existing | RYB | 230/400 V |  |  | LV LINE |  | 185_4C_AL_XLPE |  |  |  | 27.077 m |  | 4 | 0 | Pass | null
381842575 | TNB | DISTRIBUTION | KUALA SELANGOR | Existing | RYB | 230/400 V |  |  | LV LINE |  | 185_4C_AL_XLPE |  |  |  | 45.592 m |  | 4 | 0 | Pass | null
381842586 | TNB | DISTRIBUTION | KUALA SELANGOR | Existing | RYB | 230/400 V |  |  | LV LINE |  | 185_4C_AL_XLPE |  |  |  | 6.921 m |  | 4 | 0 | Pass | null
381842597 | TNB | DISTRIBUTION | KUALA SELANGOR | Existing | RYB | 230/400 V |  |  | LV LINE |  | 185_4C_AL_XLPE |  |  |  | 6.628 m |  | 4 | 0 | Pass | null
381842709 | TNB | DISTRIBUTION | KUALA SELANGOR | Existing | RYB | 230/400 V |  |  | SERVICE LINE |  | 25_4C_AL_XLPE |  |  |  | 14.983 m |  | 4 | 0 | Pass | null
381842714 | TNB | DISTRIBUTION | KUALA SELANGOR | Existing | RYB | 230/400 V |  |  | SERVICE LINE |  | 25_4C_AL_XLPE |  |  |  | 24.889 m |  | 4 | 0 | Pass | null
381842719 | TNB | DISTRIBUTION | KUALA SELANGOR | Existing | RYB | 230/400 V |  |  | SERVICE LINE |  | 25_4C_AL_XLPE |  |  |  | 32.311 m |  | 4 | 0 | Pass | null
381842724 | TNB | DISTRIBUTION | KUALA SELANGOR | Existing | RYB | 230/400 V |  |  | SERVICE LINE |  | 25_4C_AL_XLPE |  |  |  | 40.117 m |  | 4 | 0 | Pass | null
381842729 | TNB | DISTRIBUTION | KUALA SELANGOR | Existing | RYB | 230/400 V |  |  | SERVICE LINE |  | 25_4C_AL_XLPE |  |  |  | 47.965 m |  | 4 | 0 | Pass | null
381842734 | TNB | DISTRIBUTION | KUALA SELANGOR | Existing | RYB | 230/400 V |  |  | SERVICE LINE |  | 25_4C_AL_XLPE |  |  |  | 55.593 m |  | 4 | 0 | Pass | null
381842739 | TNB | DISTRIBUTION | KUALA SELANGOR | Existing | RYB | 230/400 V |  |  | SERVICE LINE |  | 25_4C_AL_XLPE |  |  |  | 20.016 m |  | 4 | 0 | Pass | null
381842744 | TNB | DISTRIBUTION | KUALA SELANGOR | Existing | RYB | 230/400 V |  |  | SERVICE LINE |  | 25_4C_AL_XLPE |  |  |  | 13.271 m |  | 4 | 0 | Pass | null
381842749 | TNB | DISTRIBUTION | KUALA SELANGOR | Existing | RYB | 230/400 V |  |  | SERVICE LINE |  | 25_4C_AL_XLPE |  |  |  | 27.176 m |  | 4 | 0 | Pass | null
381842754 | TNB | DISTRIBUTION | KUALA SELANGOR | Existing | RYB | 230/400 V |  |  | SERVICE LINE |  | 25_4C_AL_XLPE |  |  |  | 35.324 m |  | 4 | 0 | Pass | null
381842759 | TNB | DISTRIBUTION | KUALA SELANGOR | Existing | RYB | 230/400 V |  |  | SERVICE LINE |  | 25_4C_AL_XLPE |  |  |  | 42.217 m |  | 4 | 0 | Pass | null
381842764 | TNB | DISTRIBUTION | KUALA SELANGOR | Existing | RYB | 230/400 V |  |  | SERVICE LINE |  | 25_4C_AL_XLPE |  |  |  | 51.829 m |  | 4 | 0 | Pass | null
381842769 | TNB | DISTRIBUTION | KUALA SELANGOR | Existing | RYB | 230/400 V |  |  | SERVICE LINE |  | 25_4C_AL_XLPE |  |  |  | 21.083 m |  | 4 | 0 | Pass | null
381842774 | TNB | DISTRIBUTION | KUALA SELANGOR | Existing | RYB | 230/400 V |  |  | SERVICE LINE |  | 25_4C_AL_XLPE |  |  |  | 27.775 m |  | 4 | 0 | Pass | null
381842779 | TNB | DISTRIBUTION | KUALA SELANGOR | Existing | RYB | 230/400 V |  |  | SERVICE LINE |  | 25_4C_AL_XLPE |  |  |  | 35.461 m |  | 4 | 0 | Pass | null
381842784 | TNB | DISTRIBUTION | KUALA SELANGOR | Existing | RYB | 230/400 V |  |  | SERVICE LINE |  | 25_4C_AL_XLPE |  |  |  | 42.363 m |  | 4 | 0 | Pass | null
381842789 | TNB | DISTRIBUTION | KUALA SELANGOR | Existing | RYB | 230/400 V |  |  | SERVICE LINE |  | 25_4C_AL_XLPE |  |  |  | 50.342 m |  | 4 | 0 | Pass | null
381842794 | TNB | DISTRIBUTION | KUALA SELANGOR | Existing | RYB | 230/400 V |  |  | SERVICE LINE |  | 185_4C_AL_XLPE |  |  |  | 86.330 m |  | 4 | 0 | Pass | null
381842803 | TNB | DISTRIBUTION | KUALA SELANGOR | Existing | RYB | 230/400 V |  |  | SERVICE LINE |  | 25_4C_AL_XLPE |  |  |  | 22.938 m |  | 4 | 0 | Pass | null
381842808 | TNB | DISTRIBUTION | KUALA SELANGOR | Existing | RYB | 230/400 V |  |  | SERVICE LINE |  | 25_4C_AL_XLPE |  |  |  | 30.174 m |  | 4 | 0 | Pass | null
381842813 | TNB | DISTRIBUTION | KUALA SELANGOR | Existing | RYB | 230/400 V |  |  | SERVICE LINE |  | 25_4C_AL_XLPE |  |  |  | 38.016 m |  | 4 | 0 | Pass | null
381842818 | TNB | DISTRIBUTION | KUALA SELANGOR | Existing | RYB | 230/400 V |  |  | SERVICE LINE |  | 25_4C_AL_XLPE |  |  |  | 46.186 m |  | 4 | 0 | Pass | null
381842823 | TNB | DISTRIBUTION | KUALA SELANGOR | Existing | RYB | 230/400 V |  |  | SERVICE LINE |  | 25_4C_AL_XLPE |  |  |  | 53.591 m |  | 4 | 0 | Pass | null
381842828 | TNB | DISTRIBUTION | KUALA SELANGOR | Existing | RYB | 230/400 V |  |  | SERVICE LINE |  | 185_4C_AL_XLPE |  |  |  | 99.357 m |  | 4 | 0 | Pass | null
381842833 | TNB | DISTRIBUTION | KUALA SELANGOR | Existing | RYB | 230/400 V |  |  | SERVICE LINE |  | 185_4C_AL_XLPE |  |  |  | 49.764 m |  | 4 | 0 | Pass | null
381842838 | TNB | DISTRIBUTION | KUALA SELANGOR | Existing | RYB | 230/400 V |  |  | SERVICE LINE |  | 25_4C_AL_XLPE |  |  |  | 25.685 m |  | 4 | 0 | Pass | null
381842853 | TNB | DISTRIBUTION | KUALA SELANGOR | Existing | RYB | 230/400 V |  |  | SERVICE LINE |  | 25_4C_AL_XLPE |  |  |  | 26.977 m |  | 4 | 0 | Pass | null
381842858 | TNB | DISTRIBUTION | KUALA SELANGOR | Existing | RYB | 230/400 V |  |  | SERVICE LINE |  | 25_4C_AL_XLPE |  |  |  | 26.460 m |  | 4 | 0 | Pass | null
381842863 | TNB | DISTRIBUTION | KUALA SELANGOR | Existing | RYB | 230/400 V |  |  | SERVICE LINE |  | 25_4C_AL_XLPE |  |  |  | 14.016 m |  | 4 | 0 | Pass | null
381842868 | TNB | DISTRIBUTION | KUALA SELANGOR | Existing | RYB | 230/400 V |  |  | SERVICE LINE |  | 25_4C_AL_XLPE |  |  |  | 12.587 m |  | 4 | 0 | Pass | null
381842873 | TNB | DISTRIBUTION | KUALA SELANGOR | Existing | RYB | 230/400 V |  |  | SERVICE LINE |  | 25_4C_AL_XLPE |  |  |  | 24.976 m |  | 4 | 0 | Pass | null
381842878 | TNB | DISTRIBUTION | KUALA SELANGOR | Existing | RYB | 230/400 V |  |  | SERVICE LINE |  | 185_4C_AL_XLPE |  |  |  | 38.906 m |  | 4 | 0 | Pass | null
381842883 | TNB | DISTRIBUTION | KUALA SELANGOR | Existing | RYB | 230/400 V |  |  | SERVICE LINE |  | 185_4C_AL_XLPE |  |  |  | 138.075 m |  | 4 | 0 | Pass | null
381842888 | TNB | DISTRIBUTION | KUALA SELANGOR | Existing | RYB | 230/400 V |  |  | SERVICE LINE |  | 185_4C_AL_XLPE |  |  |  | 85.298 m |  | 4 | 0 | Pass | null
381842958 | TNB | DISTRIBUTION | KUALA SELANGOR | Existing | RYB | 230/400 V |  |  | LV LINE |  | 185_4C_AL_XLPE |  |  |  | 17.821 m |  | 4 | 0 | Pass | null
381842972 | TNB | DISTRIBUTION | KUALA SELANGOR | Existing | RYB | 230/400 V |  |  | LV LINE |  | 185_4C_AL_XLPE |  |  |  | 20.676 m |  | 4 | 0 | Pass | null
381842977 | TNB | DISTRIBUTION | KUALA SELANGOR | Existing | RYB | 230/400 V |  |  | LV LINE |  | 185_4C_AL_XLPE |  |  |  | 64.898 m |  | 4 | 0 | Pass | null
381842991 | TNB | DISTRIBUTION | KUALA SELANGOR | Existing | RYB | 230/400 V |  |  | LV LINE |  | 70_4C_AL_XLPE |  |  |  | 35.855 m |  | 4 | 0 | Pass | null
381843128 | TNB | DISTRIBUTION | KUALA SELANGOR | Existing | RYB | 230/400 V |  |  | LV LINE |  | 185_4C_AL_XLPE |  |  |  | 9.175 m |  | 4 | 0 | Pass | null
381843133 | TNB | DISTRIBUTION | KUALA SELANGOR | Existing | RYB | 230/400 V |  |  | LV LINE |  | 185_4C_AL_XLPE |  |  |  | 12.893 m |  | 4 | 0 | Pass | null
381843138 | TNB | DISTRIBUTION | KUALA SELANGOR | Existing | RYB | 230/400 V |  |  | LV LINE |  | 185_4C_AL_XLPE |  |  |  | 22.929 m |  | 4 | 0 | Pass | null
381843145 | TNB | DISTRIBUTION | KUALA SELANGOR | Existing | RYB | 230/400 V |  |  | LV LINE |  | 185_4C_AL_XLPE |  |  |  | 5.954 m |  | 4 | 0 | Pass | null
381843150 | TNB | DISTRIBUTION | KUALA SELANGOR | Existing | RYB | 230/400 V |  |  | LV LINE |  | 185_4C_AL_XLPE |  |  |  | 6.399 m |  | 4 | 0 | Pass | null
381843156 | TNB | DISTRIBUTION | KUALA SELANGOR | Existing | RYB | 230/400 V |  |  | LV LINE |  | 185_4C_AL_XLPE |  |  |  | 128.819 m |  | 4 | 0 | Pass | null
381843161 | TNB | DISTRIBUTION | KUALA SELANGOR | Existing | RYB | 230/400 V |  |  | LV LINE |  | 185_4C_AL_XLPE |  |  |  | 147.400 m |  | 4 | 0 | Pass | null
381843276 | TNB | DISTRIBUTION | KUALA SELANGOR | Existing | RYB | 230/400 V |  |  | LV LINE |  | 185_4C_AL_XLPE |  |  |  | 188.334 m |  | 4 | 0 | Pass | null
381843293 | TNB | DISTRIBUTION | KUALA SELANGOR | Existing | RYB | 230/400 V |  |  | LV LINE |  | 185_4C_AL_XLPE |  |  |  | 78.454 m |  | 4 | 0 | Pass | null
381843338 | TNB | DISTRIBUTION | KUALA SELANGOR | Existing | RYB | 230/400 V |  |  | LV LINE |  | 70_4C_CU_PILC |  |  |  | 25.575 m |  | 4 | 0 | Pass | null
381865425 | TNB | DISTRIBUTION | KUALA SELANGOR | Existing | RYB | 230/400 V |  |  | LV LINE |  | 185_4C_AL_XLPE |  |  |  | 27.702 m |  | 4 | 0 | Pass | null
381865445 | TNB | DISTRIBUTION | KUALA SELANGOR | Existing | RYB | 230/400 V |  |  | LV LINE |  | 185_4C_AL_XLPE |  |  |  | 1.954 m |  | 4 | 0 | Pass | null
381865450 | TNB | DISTRIBUTION | KUALA SELANGOR | Existing | RYB | 230/400 V |  |  | LV LINE |  | 185_4C_AL_XLPE |  |  |  | 14.910 m |  | 4 | 0 | Pass | null
381865455 | TNB | DISTRIBUTION | KUALA SELANGOR | Existing | RYB | 230/400 V |  |  | LV LINE |  | 185_4C_AL_XLPE |  |  |  | 3.125 m |  | 4 | 0 | Pass | null
381865460 | TNB | DISTRIBUTION | KUALA SELANGOR | Existing | RYB | 230/400 V |  |  | LV LINE |  | 185_4C_AL_XLPE |  |  |  | 48.187 m |  | 4 | 0 | Pass | null
381865465 | TNB | DISTRIBUTION | KUALA SELANGOR | Existing | RYB | 230/400 V |  |  | LV LINE |  | 185_4C_AL_XLPE |  |  |  | 25.155 m |  | 4 | 0 | Pass | null
381865472 | TNB | DISTRIBUTION | KUALA SELANGOR | Existing | RYB | 230/400 V |  |  | LV LINE |  | 185_4C_AL_XLPE |  |  |  | 149.935 m |  | 4 | 0 | Pass | null
381865477 | TNB | DISTRIBUTION | KUALA SELANGOR | Existing | RYB | 230/400 V |  |  | LV LINE |  | 185_4C_AL_XLPE |  |  |  | 104.712 m |  | 4 | 0 | Pass | null
381865482 | TNB | DISTRIBUTION | KUALA SELANGOR | Existing | RYB | 230/400 V |  |  | LV LINE |  | 185_4C_AL_XLPE |  |  |  | 94.692 m |  | 4 | 0 | Pass | null
381865494 | TNB | DISTRIBUTION | KUALA SELANGOR | Existing | RYB | 230/400 V |  |  | LV LINE |  | 185_4C_AL_XLPE |  |  |  | 254.285 m |  | 4 | 0 | Pass | null
381865499 | TNB | DISTRIBUTION | KUALA SELANGOR | Existing | RYB | 230/400 V |  |  | LV LINE |  | 185_4C_AL_XLPE |  |  |  | 183.612 m |  | 4 | 0 | Pass | null
381865504 | TNB | DISTRIBUTION | KUALA SELANGOR | Existing | RYB | 230/400 V |  |  | LV LINE |  | 185_4C_AL_XLPE |  |  |  | 74.719 m |  | 4 | 0 | Pass | null
381865514 | TNB | DISTRIBUTION | KUALA SELANGOR | Existing | RYB | 230/400 V |  |  | LV LINE |  | 185_4C_AL_XLPE |  |  |  | 93.322 m |  | 4 | 0 | Pass | null
381865519 | TNB | DISTRIBUTION | KUALA SELANGOR | Existing | RYB | 230/400 V |  |  | LV LINE |  | 185_4C_AL_XLPE |  |  |  | 92.002 m |  | 4 | 0 | Pass | null
381865524 | TNB | DISTRIBUTION | KUALA SELANGOR | Existing | RYB | 230/400 V |  |  | LV LINE |  | 185_4C_AL_XLPE |  |  |  | 90.724 m |  | 4 | 0 | Pass | null
381865534 | TNB | DISTRIBUTION | KUALA SELANGOR | Existing | RYB | 230/400 V |  |  | LV LINE |  | 185_4C_AL_XLPE |  |  |  | 57.085 m |  | 4 | 0 | Pass | null
381865542 | TNB | DISTRIBUTION | KUALA SELANGOR | Existing | RYB | 230/400 V |  |  | LV LINE |  | 300_4C_AL_XLPE |  |  |  | 178.225 m |  | 4 | 0 | Pass | null
381865547 | TNB | DISTRIBUTION | KUALA SELANGOR | Existing | RYB | 230/400 V |  |  | LV LINE |  | 300_4C_AL_XLPE |  |  |  | 177.703 m |  | 4 | 0 | Pass | null
381865557 | TNB | DISTRIBUTION | KUALA SELANGOR | Existing | RYB | 230/400 V |  |  | LV LINE |  | 185_4C_AL_XLPE |  |  |  | 355.579 m |  | 4 | 0 | Pass | null
381865572 | TNB | DISTRIBUTION | KUALA SELANGOR | Existing | RYB | 230/400 V |  |  | LV LINE |  | 185_4C_AL_XLPE |  |  |  | 382.219 m |  | 4 | 0 | Pass | null
381865577 | TNB | DISTRIBUTION | KUALA SELANGOR | Existing | RYB | 230/400 V |  |  | LV LINE |  | 185_4C_AL_XLPE |  |  |  | 235.034 m |  | 4 | 0 | Pass | null
381865582 | TNB | DISTRIBUTION | KUALA SELANGOR | Existing | RYB | 230/400 V |  |  | LV LINE |  | 185_4C_AL_XLPE |  |  |  | 72.932 m |  | 4 | 0 | Pass | null
381865587 | TNB | DISTRIBUTION | KUALA SELANGOR | Existing | RYB | 230/400 V |  |  | LV LINE |  | 185_4C_AL_XLPE |  |  |  | 218.852 m |  | 4 | 0 | Pass | null
381865592 | TNB | DISTRIBUTION | KUALA SELANGOR | Existing | RYB | 230/400 V |  |  | LV LINE |  | 185_4C_AL_XLPE |  |  |  | 67.523 m |  | 4 | 0 | Pass | null
381865597 | TNB | DISTRIBUTION | KUALA SELANGOR | Existing | RYB | 230/400 V |  |  | LV LINE |  | 185_4C_AL_XLPE |  |  |  | 130.322 m |  | 4 | 0 | Pass | null
381865602 | TNB | DISTRIBUTION | KUALA SELANGOR | Existing | RYB | 230/400 V |  |  | LV LINE |  | 185_4C_AL_XLPE |  |  |  | 79.572 m |  | 4 | 0 | Pass | null
381865615 | TNB | DISTRIBUTION | KUALA SELANGOR | Existing | RYB | 230/400 V |  |  | LV LINE |  | 185_4C_AL_XLPE |  |  |  | 50.510 m |  | 4 | 0 | Pass | null
381865638 | TNB | DISTRIBUTION | KUALA SELANGOR | Existing | RYB | 230/400 V |  |  | LV LINE |  | 185_4C_AL_XLPE |  |  |  | 36.880 m |  | 4 | 0 | Pass | null
381865682 | TNB | DISTRIBUTION | KUALA SELANGOR | Existing | RYB | 230/400 V |  |  | LV LINE |  | 185_4C_AL_XLPE |  |  |  | 31.908 m |  | 4 | 0 | Pass | null
381865687 | TNB | DISTRIBUTION | KUALA SELANGOR | Existing | RYB | 230/400 V |  |  | LV LINE |  | 185_4C_AL_XLPE |  |  |  | 41.483 m |  | 4 | 0 | Pass | null
381865692 | TNB | DISTRIBUTION | KUALA SELANGOR | Existing | RYB | 230/400 V |  |  | SERVICE LINE |  | 7X_300_1C_AL_PVC/PVC |  |  |  | 16.163 m |  | 7 | 0 | Pass | null
381865705 | TNB | DISTRIBUTION | KUALA SELANGOR | Existing | RYB | 230/400 V |  |  | LV LINE |  | 185_4C_AL_XLPE |  |  |  | 122.163 m |  | 4 | 0 | Pass | null
381865715 | TNB | DISTRIBUTION | KUALA SELANGOR | Existing | RYB | 230/400 V |  |  | LV LINE |  | 185_4C_AL_XLPE |  |  |  | 223.580 m |  | 4 | 0 | Pass | null
381865720 | TNB | DISTRIBUTION | KUALA SELANGOR | Existing | RYB | 230/400 V |  |  | LV LINE |  | 185_4C_AL_XLPE |  |  |  | 225.203 m |  | 4 | 0 | Pass | null
381865891 | TNB | DISTRIBUTION | KUALA SELANGOR | Existing | RYB | 230/400 V |  |  | LV LINE |  | 185_4C_AL_XLPE |  |  |  | 40.782 m |  | 4 | 0 | Pass | null
381865896 | TNB | DISTRIBUTION | KUALA SELANGOR | Existing | RYB | 230/400 V |  |  | LV LINE |  | 185_4C_AL_XLPE |  |  |  | 40.792 m |  | 4 | 0 | Pass | null
381865906 | TNB | DISTRIBUTION | KUALA SELANGOR | Existing | RYB | 230/400 V |  |  | Unknown |  | 25_4C_AL_XLPE |  |  |  | 3.190 m |  | 4 | 0 | Fail | Please check "Usage"
381866255 | TNB | DISTRIBUTION | KUALA SELANGOR | Existing | RYB | 230/400 V |  |  | LV LINE |  | 185_4C_AL_XLPE |  |  |  | 89.089 m |  | 4 | 0 | Pass | null
381866853 | TNB | DISTRIBUTION | KUALA SELANGOR | Existing | RYB | 230/400 V |  |  | LV LINE |  | 25_4C_AL_XLPE |  |  |  | 41.346 m |  | 4 | 0 | Pass | null
381866862 | TNB | DISTRIBUTION | KUALA SELANGOR | Existing | RYB | 230/400 V |  |  | LV LINE |  | 185_4C_AL_XLPE |  |  |  | 106.351 m |  | 4 | 0 | Pass | null
381866867 | TNB | DISTRIBUTION | KUALA SELANGOR | Existing | RYB | 230/400 V |  |  | LV LINE |  | 300_4C_AL_XLPE |  |  |  | 180.623 m |  | 4 | 0 | Pass | null
381866872 | TNB | DISTRIBUTION | KUALA SELANGOR | Existing | RYB | 230/400 V |  |  | LV LINE |  | 300_4C_AL_XLPE |  |  |  | 182.737 m |  | 4 | 0 | Pass | null
381866885 | TNB | DISTRIBUTION | KUALA SELANGOR | Existing | RYB | 230/400 V |  |  | LV LINE |  | 185_4C_AL_XLPE |  |  |  | 9.411 m |  | 4 | 0 | Pass | null
381866890 | TNB | DISTRIBUTION | KUALA SELANGOR | Existing | RYB | 230/400 V |  |  | LV LINE |  | 185_4C_AL_XLPE |  |  |  | 43.595 m |  | 4 | 0 | Pass | null
381866895 | TNB | DISTRIBUTION | KUALA SELANGOR | Existing | RYB | 230/400 V |  |  | LV LINE |  | 185_4C_AL_XLPE |  |  |  | 97.291 m |  | 4 | 0 | Pass | null
381866900 | TNB | DISTRIBUTION | KUALA SELANGOR | Existing | RYB | 230/400 V |  |  | LV LINE |  | 185_4C_AL_XLPE |  |  |  | 65.773 m |  | 4 | 0 | Pass | null
381866905 | TNB | DISTRIBUTION | KUALA SELANGOR | Existing | RYB | 230/400 V |  |  | LV LINE |  | 185_4C_AL_XLPE |  |  |  | 100.541 m |  | 4 | 0 | Pass | null
381866910 | TNB | DISTRIBUTION | KUALA SELANGOR | Existing | RYB | 230/400 V |  |  | LV LINE |  | 185_4C_AL_XLPE |  |  |  | 153.557 m |  | 4 | 0 | Pass | null
381866935 | TNB | DISTRIBUTION | KUALA SELANGOR | Existing | RYB | 230/400 V |  |  | LV LINE |  | 185_4C_AL_XLPE |  |  |  | 2.813 m |  | 4 | 0 | Pass | null
381866940 | TNB | DISTRIBUTION | KUALA SELANGOR | Existing | RYB | 230/400 V |  |  | LV LINE |  | 185_4C_AL_XLPE |  |  |  | 4.182 m |  | 4 | 0 | Pass | null
381867023 | TNB | DISTRIBUTION | KUALA SELANGOR | Existing | RYB | 230/400 V |  |  | LV LINE |  | 185_4C_AL_XLPE |  |  |  | 254.340 m |  | 4 | 0 | Pass | null
381867028 | TNB | DISTRIBUTION | KUALA SELANGOR | Existing | RYB | 230/400 V |  |  | LV LINE |  | 185_4C_AL_XLPE |  |  |  | 77.596 m |  | 4 | 0 | Pass | null
381867033 | TNB | DISTRIBUTION | KUALA SELANGOR | Existing | RYB | 230/400 V |  |  | LV LINE |  | 185_4C_AL_XLPE |  |  |  | 281.498 m |  | 4 | 0 | Pass | null
381867038 | TNB | DISTRIBUTION | KUALA SELANGOR | Existing | RYB | 230/400 V |  |  | LV LINE |  | 185_4C_AL_XLPE |  |  |  | 87.646 m |  | 4 | 0 | Pass | null
381867043 | TNB | DISTRIBUTION | KUALA SELANGOR | Existing | RYB | 230/400 V |  |  | LV LINE |  | 185_4C_AL_XLPE |  |  |  | 86.298 m |  | 4 | 0 | Pass | null
381867053 | TNB | DISTRIBUTION | KUALA SELANGOR | Existing | RYB | 230/400 V |  |  | LV LINE |  | 185_4C_AL_XLPE |  |  |  | 368.635 m |  | 4 | 0 | Pass | null
381867228 | TNB | DISTRIBUTION | KUALA SELANGOR | Existing | RYB | 230/400 V |  |  | SERVICE LINE |  | 25_4C_AL_XLPE |  |  |  | 6.728 m |  | 4 | 0 | Pass | null
381867358 | TNB | DISTRIBUTION | KUALA SELANGOR | Existing | RYB | 230/400 V |  |  | SERVICE LINE |  | 25_4C_AL_XLPE |  |  |  | 3.035 m |  | 4 | 0 | Pass | null
381867368 | TNB | DISTRIBUTION | KUALA SELANGOR | Existing | RYB | 230/400 V |  |  | SERVICE LINE |  | 25_4C_AL_XLPE |  |  |  | 26.164 m |  | 4 | 0 | Pass | null
381867384 | TNB | DISTRIBUTION | KUALA SELANGOR | Existing | RYB | 230/400 V |  |  | LV LINE |  | 185_4C_AL_XLPE |  |  |  | 17.374 m |  | 4 | 0 | Pass | null
381867398 | TNB | DISTRIBUTION | KUALA SELANGOR | Existing | RYB | 230/400 V |  |  | SERVICE LINE |  | 185_4C_AL_XLPE |  |  |  | 462.621 m |  | 4 | 0 | Pass | null
381867407 | TNB | DISTRIBUTION | KUALA SELANGOR | Existing | RYB | 230/400 V |  |  | SERVICE LINE |  | 185_4C_AL_XLPE |  |  |  | 879.770 m |  | 4 | 0 | Pass | null
381867783 | TNB | DISTRIBUTION | KUALA SELANGOR | Existing | RYB | 230/400 V |  |  | SERVICE LINE |  | 70_4C_AL_XLPE |  |  |  | 158.381 m |  | 4 | 0 | Pass | null
381891153 | TNB | DISTRIBUTION | KUALA SELANGOR | Existing | RYB | 230/400 V |  |  | LV LINE |  | 185_4C_AL_XLPE |  |  |  | 29.285 m |  | 4 | 0 | Pass | null
381891158 | TNB | DISTRIBUTION | KUALA SELANGOR | Existing | RYB | 230/400 V |  |  | LV LINE |  | 185_4C_AL_XLPE |  |  |  | 51.414 m |  | 4 | 0 | Pass | null
381891163 | TNB | DISTRIBUTION | KUALA SELANGOR | Existing | RYB | 230/400 V |  |  | LV LINE |  | 185_4C_AL_XLPE |  |  |  | 77.217 m |  | 4 | 0 | Pass | null
381891168 | TNB | DISTRIBUTION | KUALA SELANGOR | Existing | RYB | 230/400 V |  |  | LV LINE |  | 185_4C_AL_XLPE |  |  |  | 29.348 m |  | 4 | 0 | Pass | null
381891173 | TNB | DISTRIBUTION | KUALA SELANGOR | Existing | RYB | 230/400 V |  |  | LV LINE |  | 185_4C_AL_XLPE |  |  |  | 18.052 m |  | 4 | 0 | Pass | null
381891178 | TNB | DISTRIBUTION | KUALA SELANGOR | Existing | RYB | 230/400 V |  |  | SERVICE LINE |  | 25_4C_AL_XLPE |  |  |  | 3.309 m |  | 4 | 0 | Pass | null
381891183 | TNB | DISTRIBUTION | KUALA SELANGOR | Existing | RYB | 230/400 V |  |  | LV LINE |  | 185_4C_AL_XLPE |  |  |  | 83.171 m |  | 4 | 0 | Pass | null
381891188 | TNB | DISTRIBUTION | KUALA SELANGOR | Existing | RYB | 230/400 V |  |  | LV LINE |  | 120_4C_AL_XLPE |  |  |  | 2.174 m |  | 4 | 0 | Pass | null
381891193 | TNB | DISTRIBUTION | KUALA SELANGOR | Existing | RYB | 230/400 V |  |  | SERVICE LINE |  | 70_4C_AL_XLPE |  |  |  | 2.239 m |  | 4 | 0 | Pass | null
381891198 | TNB | DISTRIBUTION | KUALA SELANGOR | Existing | RYB | 230/400 V |  |  | LV LINE |  | 185_4C_AL_XLPE |  |  |  | 19.909 m |  | 4 | 0 | Pass | null
381891203 | TNB | DISTRIBUTION | KUALA SELANGOR | Existing | RYB | 230/400 V |  |  | LV LINE |  | 185_4C_AL_XLPE |  |  |  | 111.791 m |  | 4 | 0 | Pass | null
381891208 | TNB | DISTRIBUTION | KUALA SELANGOR | Existing | RYB | 230/400 V |  |  | LV LINE |  | 185_4C_AL_XLPE |  |  |  | 18.544 m |  | 4 | 0 | Pass | null
381891213 | TNB | DISTRIBUTION | KUALA SELANGOR | Existing | RYB | 230/400 V |  |  | SERVICE LINE |  | 25_4C_AL_XLPE |  |  |  | 15.207 m |  | 4 | 0 | Pass | null
381891218 | TNB | DISTRIBUTION | KUALA SELANGOR | Existing | RYB | 230/400 V |  |  | SERVICE LINE |  | 25_4C_AL_XLPE |  |  |  | 1.342 m |  | 4 | 0 | Pass | null
381891223 | TNB | DISTRIBUTION | KUALA SELANGOR | Existing | RYB | 230/400 V |  |  | SERVICE LINE |  | 25_4C_AL_XLPE |  |  |  | 4.561 m |  | 4 | 0 | Pass | null
381891228 | TNB | DISTRIBUTION | KUALA SELANGOR | Existing | RYB | 230/400 V |  |  | LV LINE |  | 185_4C_AL_XLPE |  |  |  | 34.160 m |  | 4 | 0 | Pass | null
381891233 | TNB | DISTRIBUTION | KUALA SELANGOR | Existing | RYB | 230/400 V |  |  | LV LINE |  | 185_4C_AL_XLPE |  |  |  | 24.078 m |  | 4 | 0 | Pass | null
381891238 | TNB | DISTRIBUTION | KUALA SELANGOR | Existing | RYB | 230/400 V |  |  | SERVICE LINE |  | 25_4C_AL_XLPE |  |  |  | 1.321 m |  | 4 | 0 | Pass | null
381891243 | TNB | DISTRIBUTION | KUALA SELANGOR | Existing | RYB | 230/400 V |  |  | LV LINE |  | 185_4C_AL_XLPE |  |  |  | 6.276 m |  | 4 | 0 | Pass | null
381891248 | TNB | DISTRIBUTION | KUALA SELANGOR | Existing | RYB | 230/400 V |  |  | LV LINE |  | 185_4C_AL_XLPE |  |  |  | 79.536 m |  | 4 | 0 | Pass | null
381891253 | TNB | DISTRIBUTION | KUALA SELANGOR | Existing | RYB | 230/400 V |  |  | SERVICE LINE |  | 25_4C_AL_XLPE |  |  |  | 5.415 m |  | 4 | 0 | Pass | null
381891258 | TNB | DISTRIBUTION | KUALA SELANGOR | Existing | RYB | 230/400 V |  |  | LV LINE |  | 185_4C_AL_XLPE |  |  |  | 109.855 m |  | 4 | 0 | Pass | null
381891263 | TNB | DISTRIBUTION | KUALA SELANGOR | Existing | RYB | 230/400 V |  |  | SERVICE LINE |  | 25_4C_AL_XLPE |  |  |  | 4.093 m |  | 4 | 0 | Pass | null
381891268 | TNB | DISTRIBUTION | KUALA SELANGOR | Existing | RYB | 230/400 V |  |  | LV LINE |  | 120_4C_AL_XLPE |  |  |  | 80.999 m |  | 4 | 0 | Pass | null
381891273 | TNB | DISTRIBUTION | KUALA SELANGOR | Existing | RYB | 230/400 V |  |  | LV LINE |  | 185_4C_AL_XLPE |  |  |  | 115.543 m |  | 4 | 0 | Pass | null
381891278 | TNB | DISTRIBUTION | KUALA SELANGOR | Existing | RYB | 230/400 V |  |  | LV LINE |  | 185_4C_AL_XLPE |  |  |  | 19.567 m |  | 4 | 0 | Pass | null
381891283 | TNB | DISTRIBUTION | KUALA SELANGOR | Existing | RYB | 230/400 V |  |  | SERVICE LINE |  | 25_4C_AL_XLPE |  |  |  | 17.208 m |  | 4 | 0 | Pass | null
381891288 | TNB | DISTRIBUTION | KUALA SELANGOR | Existing | RYB | 230/400 V |  |  | SERVICE LINE |  | 70_4C_AL_PILC |  |  |  | 15.308 m |  | 4 | 0 | Pass | null
381891293 | TNB | DISTRIBUTION | KUALA SELANGOR | Existing | RYB | 230/400 V |  |  | SERVICE LINE |  | 25_4C_AL_XLPE |  |  |  | 4.837 m |  | 4 | 0 | Pass | null
381891298 | TNB | DISTRIBUTION | KUALA SELANGOR | Existing | RYB | 230/400 V |  |  | SERVICE LINE |  | 25_4C_AL_XLPE |  |  |  | 2.609 m |  | 4 | 0 | Pass | null
381891303 | TNB | DISTRIBUTION | KUALA SELANGOR | Existing | RYB | 230/400 V |  |  | SERVICE LINE |  | 25_4C_AL_XLPE |  |  |  | 4.430 m |  | 4 | 0 | Pass | null
381891308 | TNB | DISTRIBUTION | KUALA SELANGOR | Existing | RYB | 230/400 V |  |  | LV LINE |  | 185_4C_AL_XLPE |  |  |  | 21.042 m |  | 4 | 0 | Pass | null
381891313 | TNB | DISTRIBUTION | KUALA SELANGOR | Existing | RYB | 230/400 V |  |  | SERVICE LINE |  | 25_4C_AL_XLPE |  |  |  | 0.511 m |  | 4 | 0 | Pass | null
381891318 | TNB | DISTRIBUTION | KUALA SELANGOR | Existing | RYB | 230/400 V |  |  | SERVICE LINE |  | 25_4C_AL_XLPE |  |  |  | 0.749 m |  | 4 | 0 | Pass | null
381891323 | TNB | DISTRIBUTION | KUALA SELANGOR | Existing | R | 230/400 V |  |  | SERVICE LINE |  | ARMOURED_16MM |  |  |  | 4.698 m |  | 2 | 0 | Pass | null
381891326 | TNB | DISTRIBUTION | KUALA SELANGOR | Existing | RYB | 230/400 V |  |  | LV LINE |  | 120_4C_AL_XLPE |  |  |  | 46.998 m |  | 4 | 0 | Pass | null
381891331 | TNB | DISTRIBUTION | KUALA SELANGOR | Existing | RYB | 230/400 V |  |  | LV LINE |  | 185_4C_AL_XLPE |  |  |  | 172.803 m |  | 4 | 0 | Pass | null
381891336 | TNB | DISTRIBUTION | KUALA SELANGOR | Existing | RYB | 230/400 V |  |  | LV LINE |  | 185_4C_AL_XLPE |  |  |  | 30.587 m |  | 4 | 0 | Pass | null
381891341 | TNB | DISTRIBUTION | KUALA SELANGOR | Existing | RYB | 230/400 V |  |  | SERVICE LINE |  | 25_4C_AL_XLPE |  |  |  | 0.926 m |  | 4 | 0 | Pass | null
381891346 | TNB | DISTRIBUTION | KUALA SELANGOR | Existing | RYB | 230/400 V |  |  | LV LINE |  | 185_4C_AL_XLPE |  |  |  | 35.456 m |  | 4 | 0 | Pass | null
381891351 | TNB | DISTRIBUTION | KUALA SELANGOR | Existing | RYB | 230/400 V |  |  | SERVICE LINE |  | 70_4C_AL_PILC |  |  |  | 2.400 m |  | 4 | 0 | Pass | null
381891356 | TNB | DISTRIBUTION | KUALA SELANGOR | Existing | R | 230/400 V |  |  | SERVICE LINE |  | ARMOURED_16MM |  |  |  | 2.001 m |  | 2 | 0 | Pass | null
381891359 | TNB | DISTRIBUTION | KUALA SELANGOR | Existing | RYB | 230/400 V |  |  | LV LINE |  | 185_4C_AL_XLPE |  |  |  | 5.428 m |  | 4 | 0 | Pass | null
381891364 | TNB | DISTRIBUTION | KUALA SELANGOR | Existing | RYB | 230/400 V |  |  | LV LINE |  | 185_4C_AL_XLPE |  |  |  | 18.241 m |  | 4 | 0 | Pass | null
381891369 | TNB | DISTRIBUTION | KUALA SELANGOR | Existing | RYB | 230/400 V |  |  | SERVICE LINE |  | 70_4C_AL_XLPE |  |  |  | 6.705 m |  | 4 | 0 | Pass | null
381891374 | TNB | DISTRIBUTION | KUALA SELANGOR | Existing | RYB | 230/400 V |  |  | LV LINE |  | 185_4C_AL_XLPE |  |  |  | 11.890 m | PUNCA BEKALN TIDAK DIKETAHUI | 4 | 0 | Pass | null
381891379 | TNB | DISTRIBUTION | KUALA SELANGOR | Existing | RYB | 230/400 V |  |  | LV LINE |  | 185_4C_AL_XLPE |  |  |  | 20.799 m |  | 4 | 0 | Pass | null
381891384 | TNB | DISTRIBUTION | KUALA SELANGOR | Existing | RYB | 230/400 V |  |  | LV LINE |  | 185_4C_AL_XLPE |  |  |  | 33.910 m |  | 4 | 0 | Pass | null
381891389 | TNB | DISTRIBUTION | KUALA SELANGOR | Existing | RYB | 230/400 V |  |  | LV LINE |  | 185_4C_AL_XLPE |  |  |  | 13.102 m |  | 4 | 0 | Pass | null
381891394 | TNB | DISTRIBUTION | KUALA SELANGOR | Existing | RYB | 230/400 V |  |  | SERVICE LINE |  | 25_4C_AL_XLPE |  |  |  | 21.001 m |  | 4 | 0 | Pass | null
381891399 | TNB | DISTRIBUTION | KUALA SELANGOR | Existing | RYB | 230/400 V |  |  | LV LINE |  | 185_4C_AL_XLPE |  |  |  | 25.935 m |  | 4 | 0 | Pass | null
381891404 | TNB | DISTRIBUTION | KUALA SELANGOR | Existing | RYB | 230/400 V |  |  | SERVICE LINE |  | 185_4C_AL_PILC |  |  |  | 2.380 m |  | 4 | 0 | Pass | null
381891409 | TNB | DISTRIBUTION | KUALA SELANGOR | Existing | RYB | 230/400 V |  |  | LV LINE |  | 185_4C_AL_XLPE |  |  |  | 132.637 m |  | 4 | 0 | Pass | null
381891414 | TNB | DISTRIBUTION | KUALA SELANGOR | Existing | RYB | 230/400 V |  |  | SERVICE LINE |  | 70_4C_AL_XLPE |  |  |  | 28.602 m |  | 4 | 0 | Pass | null
381891419 | TNB | DISTRIBUTION | KUALA SELANGOR | Existing | RYB | 230/400 V |  |  | LV LINE |  | 120_4C_AL_XLPE |  |  |  | 38.236 m |  | 4 | 0 | Pass | null
381891424 | TNB | DISTRIBUTION | KUALA SELANGOR | Existing | RYB | 230/400 V |  |  | SERVICE LINE |  | 25_4C_AL_XLPE |  |  |  | 2.369 m |  | 4 | 0 | Pass | null
381891429 | TNB | DISTRIBUTION | KUALA SELANGOR | Existing | RYB | 230/400 V |  |  | SERVICE LINE |  | 25_4C_AL_XLPE |  |  |  | 1.015 m |  | 4 | 0 | Pass | null
381891434 | TNB | DISTRIBUTION | KUALA SELANGOR | Existing | RYB | 230/400 V |  |  | LV LINE |  | 120_4C_AL_XLPE |  |  |  | 9.874 m |  | 4 | 0 | Pass | null
381891439 | TNB | DISTRIBUTION | KUALA SELANGOR | Existing | RYB | 230/400 V |  |  | LV LINE |  | 185_4C_AL_PILC |  |  |  | 33.492 m |  | 4 | 0 | Pass | null
381891449 | TNB | DISTRIBUTION | KUALA SELANGOR | Existing | RYB | 230/400 V |  |  | LV LINE |  | 185_4C_AL_XLPE |  |  |  | 17.427 m |  | 4 | 0 | Pass | null
381891454 | TNB | DISTRIBUTION | KUALA SELANGOR | Existing | RYB | 230/400 V |  |  | SERVICE LINE |  | 70_4C_AL_XLPE |  |  |  | 1.411 m |  | 4 | 0 | Pass | null
381891459 | TNB | DISTRIBUTION | KUALA SELANGOR | Existing | RYB | 230/400 V |  |  | LV LINE |  | 185_4C_AL_XLPE |  |  |  | 22.298 m |  | 4 | 0 | Pass | null
381891464 | TNB | DISTRIBUTION | KUALA SELANGOR | Existing | RYB | 230/400 V |  |  | SERVICE LINE |  | 70_4C_AL_XLPE |  |  |  | 9.563 m |  | 4 | 0 | Pass | null
381891469 | TNB | DISTRIBUTION | KUALA SELANGOR | Existing | RYB | 230/400 V |  |  | SERVICE LINE |  | 70_4C_AL_XLPE |  |  |  | 10.468 m | BEKALAN DARI MSB MASJID | 4 | 0 | Pass | null
381891474 | TNB | DISTRIBUTION | KUALA SELANGOR | Existing | RYB | 230/400 V |  |  | LV LINE |  | 185_4C_AL_XLPE |  |  |  | 11.996 m |  | 4 | 0 | Pass | null
381891479 | TNB | DISTRIBUTION | KUALA SELANGOR | Existing | RYB | 230/400 V |  |  | LV LINE |  | 185_4C_AL_XLPE |  |  |  | 87.768 m |  | 4 | 0 | Pass | null
381891484 | TNB | DISTRIBUTION | KUALA SELANGOR | Existing | RYB | 230/400 V |  |  | LV LINE |  | 185_4C_AL_XLPE |  |  |  | 20.425 m |  | 4 | 0 | Pass | null
381891494 | TNB | DISTRIBUTION | KUALA SELANGOR | Existing | RYB | 230/400 V |  |  | LV LINE |  | 70_4C_AL_XLPE |  |  |  | 95.232 m |  | 4 | 0 | Pass | null
381891499 | TNB | DISTRIBUTION | KUALA SELANGOR | Existing | RYB | 230/400 V |  |  | SERVICE LINE |  | 25_4C_AL_XLPE |  |  |  | 2.001 m |  | 4 | 0 | Pass | null
381891504 | TNB | DISTRIBUTION | KUALA SELANGOR | Existing | RYB | 230/400 V |  |  | SERVICE LINE |  | 25_4C_AL_XLPE |  |  |  | 5.505 m |  | 4 | 0 | Pass | null
381891509 | TNB | DISTRIBUTION | KUALA SELANGOR | Existing | RYB | 230/400 V |  |  | LV LINE |  | 185_4C_AL_PILC |  |  |  | 19.655 m |  | 4 | 0 | Pass | null
381891514 | TNB | DISTRIBUTION | KUALA SELANGOR | Existing | RYB | 230/400 V |  |  | LV LINE |  | 185_4C_AL_XLPE |  |  |  | 85.508 m |  | 4 | 0 | Pass | null
381891519 | TNB | DISTRIBUTION | KUALA SELANGOR | Existing | RYB | 230/400 V |  |  | LV LINE |  | 185_4C_AL_XLPE |  |  |  | 170.107 m |  | 4 | 0 | Pass | null
381891524 | TNB | DISTRIBUTION | KUALA SELANGOR | Existing | RYB | 230/400 V |  |  | LV LINE |  | 120_4C_AL_XLPE |  |  |  | 21.835 m |  | 4 | 0 | Pass | null
381891529 | TNB | DISTRIBUTION | KUALA SELANGOR | Existing | RYB | 230/400 V |  |  | SERVICE LINE |  | 185_4C_AL_PILC |  |  |  | 17.197 m |  | 4 | 0 | Pass | null
381891534 | TNB | DISTRIBUTION | KUALA SELANGOR | Existing | RYB | 230/400 V |  |  | LV LINE |  | 185_4C_AL_XLPE |  |  |  | 17.870 m |  | 4 | 0 | Pass | null
381891539 | TNB | DISTRIBUTION | KUALA SELANGOR | Existing | RYB | 230/400 V |  |  | LV LINE |  | 185_4C_AL_XLPE |  |  |  | 5.334 m |  | 4 | 0 | Pass | null
381891544 | TNB | DISTRIBUTION | KUALA SELANGOR | Existing | RYB | 230/400 V |  |  | LV LINE |  | 185_4C_AL_XLPE |  |  |  | 122.274 m |  | 4 | 0 | Pass | null
381891549 | TNB | DISTRIBUTION | KUALA SELANGOR | Existing | RYB | 230/400 V |  |  | LV LINE |  | 185_4C_AL_XLPE |  |  |  | 34.475 m |  | 4 | 0 | Pass | null
381891554 | TNB | DISTRIBUTION | KUALA SELANGOR | Existing | RYB | 230/400 V |  |  | LV LINE |  | 185_4C_AL_XLPE |  |  |  | 19.278 m |  | 4 | 0 | Pass | null
381891559 | TNB | DISTRIBUTION | KUALA SELANGOR | Existing | RYB | 230/400 V |  |  | LV LINE |  | 185_4C_AL_XLPE |  |  |  | 132.476 m |  | 4 | 0 | Pass | null
381891564 | TNB | DISTRIBUTION | KUALA SELANGOR | Existing | RYB | 230/400 V |  |  | SERVICE LINE |  | 185_4C_AL_PILC |  |  |  | 56.979 m |  | 4 | 0 | Pass | null
381891569 | TNB | DISTRIBUTION | KUALA SELANGOR | Existing | RYB | 230/400 V |  |  | SERVICE LINE |  | 70_4C_AL_XLPE |  |  |  | 11.220 m |  | 4 | 0 | Pass | null
381891574 | TNB | DISTRIBUTION | KUALA SELANGOR | Existing | RYB | 230/400 V |  |  | LV LINE |  | 185_4C_AL_XLPE |  |  |  | 112.442 m |  | 4 | 0 | Pass | null
381891579 | TNB | DISTRIBUTION | KUALA SELANGOR | Existing | RYB | 230/400 V |  |  | SERVICE LINE |  | 70_4C_AL_XLPE |  |  |  | 23.616 m |  | 4 | 0 | Pass | null
381891584 | TNB | DISTRIBUTION | KUALA SELANGOR | Existing | RYB | 230/400 V |  |  | LV LINE |  | 185_4C_AL_XLPE |  |  |  | 126.571 m |  | 4 | 0 | Pass | null
381891589 | TNB | DISTRIBUTION | KUALA SELANGOR | Existing | RYB | 230/400 V |  |  | SERVICE LINE |  | 25_4C_AL_XLPE |  |  |  | 1.986 m |  | 4 | 0 | Pass | null
381891594 | TNB | DISTRIBUTION | KUALA SELANGOR | Existing | RYB | 230/400 V |  |  | SERVICE LINE |  | 70_4C_AL_XLPE |  |  |  | 9.080 m |  | 4 | 0 | Pass | null
381891599 | TNB | DISTRIBUTION | KUALA SELANGOR | Existing | RYB | 230/400 V |  |  | SERVICE LINE |  | 25_4C_AL_XLPE |  |  |  | 2.251 m |  | 4 | 0 | Pass | null
381891604 | TNB | DISTRIBUTION | KUALA SELANGOR | Existing | RYB | 230/400 V |  |  | LV LINE |  | 185_4C_AL_XLPE |  |  |  | 34.405 m |  | 4 | 0 | Pass | null
381891609 | TNB | DISTRIBUTION | KUALA SELANGOR | Existing | RYB | 230/400 V |  |  | SERVICE LINE |  | 25_4C_AL_XLPE |  |  |  | 2.792 m |  | 4 | 0 | Pass | null
381891614 | TNB | DISTRIBUTION | KUALA SELANGOR | Existing | RYB | 230/400 V |  |  | LV LINE |  | 185_4C_AL_XLPE |  |  |  | 74.390 m |  | 4 | 0 | Pass | null
381891619 | TNB | DISTRIBUTION | KUALA SELANGOR | Existing | RYB | 230/400 V |  |  | LV LINE |  | 185_4C_AL_XLPE |  |  |  | 73.642 m |  | 4 | 0 | Pass | null
381891624 | TNB | DISTRIBUTION | KUALA SELANGOR | Existing | RYB | 230/400 V |  |  | LV LINE |  | 185_4C_AL_PILC |  |  |  | 19.500 m |  | 4 | 0 | Pass | null
381891629 | TNB | DISTRIBUTION | KUALA SELANGOR | Existing | RYB | 230/400 V |  |  | SERVICE LINE |  | 25_4C_AL_XLPE |  |  |  | 4.845 m |  | 4 | 0 | Pass | null
381892497 | TNB | DISTRIBUTION | KUALA SELANGOR | Existing | RYB | 230/400 V |  |  | SERVICE LINE |  | 185_4C_AL_XLPE |  |  |  | 9.774 m |  | 4 | 0 | Pass | null
381892503 | TNB | DISTRIBUTION | KUALA SELANGOR | Existing | RYB | 230/400 V |  |  | SERVICE LINE |  | 185_4C_AL_XLPE |  |  |  | 11.924 m |  | 4 | 0 | Pass | null
381892562 | TNB | DISTRIBUTION | KUALA SELANGOR | Existing | RYB | 230/400 V |  |  | LV LINE |  | 300_4C_AL_XLPE |  |  |  | 17.041 m |  | 4 | 0 | Pass | null
381892567 | TNB | DISTRIBUTION | KUALA SELANGOR | Existing | RYB | 230/400 V |  |  | LV LINE |  | 300_4C_AL_XLPE |  |  |  | 17.764 m |  | 4 | 0 | Pass | null
381892967 | TNB | DISTRIBUTION | KUALA SELANGOR | Existing | RYB | 230/400 V |  |  | SERVICE LINE |  | 185_4C_AL_XLPE |  |  |  | 18.711 m |  | 4 | 0 | Pass | null
381892972 | TNB | DISTRIBUTION | KUALA SELANGOR | Existing | RYB | 230/400 V |  |  | SERVICE LINE |  | 70_4C_AL_XLPE |  |  |  | 28.149 m |  | 4 | 0 | Pass | null
381892980 | TNB | DISTRIBUTION | KUALA SELANGOR | Existing | RYB | 230/400 V |  |  | SERVICE LINE |  | 185_4C_AL_XLPE |  |  |  | 45.347 m |  | 4 | 0 | Pass | null
381892985 | TNB | DISTRIBUTION | KUALA SELANGOR | Existing | RYB | 230/400 V |  |  | SERVICE LINE |  | 120_4C_AL_XLPE |  |  |  | 9.498 m |  | 4 | 0 | Pass | null
381892997 | TNB | DISTRIBUTION | KUALA SELANGOR | Existing | RYB | 230/400 V |  |  | SERVICE LINE |  | 185_4C_AL_XLPE |  |  |  | 18.325 m |  | 4 | 0 | Pass | null
381893088 | TNB | DISTRIBUTION | KUALA SELANGOR | Existing | RYB | 230/400 V |  |  | SERVICE LINE |  | 185_4C_AL_XLPE |  |  |  | 7.664 m |  | 4 | 0 | Pass | null
381957728 | TNB | DISTRIBUTION | KUALA SELANGOR | Existing | RYB | 230/400 V |  |  | LV LINE |  | 185_4C_AL_XLPE |  |  |  | 11.805 m |  | 4 | 0 | Pass | null
381957733 | TNB | DISTRIBUTION | KUALA SELANGOR | Existing | RYB | 230/400 V |  |  | LV LINE |  | 185_4C_AL_XLPE |  |  |  | 9.600 m |  | 4 | 0 | Pass | null
381957738 | TNB | DISTRIBUTION | KUALA SELANGOR | Existing | RYB | 230/400 V |  |  | LV LINE |  | 185_4C_AL_XLPE |  |  |  | 37.550 m |  | 4 | 0 | Pass | null
381957743 | TNB | DISTRIBUTION | KUALA SELANGOR | Existing | RYB | 230/400 V |  |  | LV LINE |  | 70_4C_AL_XLPE |  |  |  | 22.326 m |  | 4 | 0 | Pass | null
381957748 | TNB | DISTRIBUTION | KUALA SELANGOR | Existing | RYB | 230/400 V |  |  | SERVICE LINE |  | 25_4C_AL_XLPE |  |  |  | 16.530 m |  | 4 | 0 | Pass | null
381957749 | TNB | DISTRIBUTION | KUALA SELANGOR | Existing | RYB | 230/400 V |  |  | SERVICE LINE |  | 25_4C_AL_XLPE |  |  |  | 2.693 m |  | 4 | 0 | Pass | null
381957754 | TNB | DISTRIBUTION | KUALA SELANGOR | Existing | RYB | 230/400 V |  |  | SERVICE LINE |  | 25_4C_AL_XLPE |  |  |  | 2.000 m | PANEL LAMPU ISYARAT | 4 | 0 | Pass | null
381957755 | TNB | DISTRIBUTION | KUALA SELANGOR | Existing | RYB | 230/400 V |  |  | SERVICE LINE |  | 25_4C_AL_XLPE |  |  |  | 4.883 m | PANEL LAMPU ISYARAT | 4 | 0 | Pass | null
381957756 | TNB | DISTRIBUTION | KUALA SELANGOR | Existing | RYB | 230/400 V |  |  | SERVICE LINE |  | 70_4C_AL_XLPE |  |  |  | 50.459 m |  | 4 | 0 | Pass | null
381957761 | TNB | DISTRIBUTION | KUALA SELANGOR | Existing | RYB | 230/400 V |  |  | SERVICE LINE |  | 25_4C_AL_XLPE |  |  |  | 74.323 m |  | 4 | 0 | Pass | null
381957766 | TNB | DISTRIBUTION | KUALA SELANGOR | Existing | RYB | 230/400 V |  |  | SERVICE LINE |  | 25_4C_AL_XLPE |  |  |  | 25.971 m |  | 4 | 0 | Pass | null
381957771 | TNB | DISTRIBUTION | KUALA SELANGOR | Existing | RYB | 230/400 V |  |  | SERVICE LINE |  | 25_4C_AL_XLPE |  |  |  | 1.001 m |  | 4 | 0 | Pass | null
381957776 | TNB | DISTRIBUTION | KUALA SELANGOR | Existing | RYB | 230/400 V |  |  | LV LINE |  | 25_4C_AL_XLPE |  |  |  | 40.643 m |  | 4 | 0 | Pass | null
381957781 | TNB | DISTRIBUTION | KUALA SELANGOR | Existing | RYB | 230/400 V |  |  | LV LINE |  | 25_4C_AL_XLPE |  |  |  | 1.000 m |  | 4 | 0 | Pass | null
381957786 | TNB | DISTRIBUTION | KUALA SELANGOR | Existing | RYB | 230/400 V |  |  | SERVICE LINE |  | 70_4C_AL_XLPE |  |  |  | 1.001 m |  | 4 | 0 | Pass | null
381957791 | TNB | DISTRIBUTION | KUALA SELANGOR | Existing | RYB | 230/400 V |  |  | SERVICE LINE |  | 70_4C_AL_XLPE |  |  |  | 4.739 m |  | 4 | 0 | Pass | null
381957796 | TNB | DISTRIBUTION | KUALA SELANGOR | Existing | RYB | 230/400 V |  |  | SERVICE LINE |  | 25_4C_AL_XLPE |  |  |  | 1.001 m |  | 4 | 0 | Pass | null
381957801 | TNB | DISTRIBUTION | KUALA SELANGOR | Existing | RYB | 230/400 V |  |  | SERVICE LINE |  | 25_4C_AL_XLPE |  |  |  | 10.418 m |  | 4 | 0 | Pass | null
381957806 | TNB | DISTRIBUTION | KUALA SELANGOR | Existing | RYB | 230/400 V |  |  | LV LINE |  | 120_4C_AL_XLPE |  |  |  | 62.347 m |  | 4 | 0 | Pass | null
381957816 | TNB | DISTRIBUTION | KUALA SELANGOR | Existing | RYB | 230/400 V |  |  | SERVICE LINE |  | 25_4C_AL_XLPE |  |  |  | 1.000 m |  | 4 | 0 | Pass | null
381957821 | TNB | DISTRIBUTION | KUALA SELANGOR | Existing | RYB | 230/400 V |  |  | SERVICE LINE |  | 25_4C_AL_XLPE |  |  |  | 1.986 m |  | 4 | 0 | Pass | null
381957826 | TNB | DISTRIBUTION | KUALA SELANGOR | Existing | RYB | 230/400 V |  |  | SERVICE LINE |  | 70_4C_AL_XLPE |  |  |  | 1.001 m |  | 4 | 0 | Pass | null
381957831 | TNB | DISTRIBUTION | KUALA SELANGOR | Existing | RYB | 230/400 V |  |  | SERVICE LINE |  | 70_4C_AL_XLPE |  |  |  | 2.164 m |  | 4 | 0 | Pass | null
381957836 | TNB | DISTRIBUTION | KUALA SELANGOR | Existing | RYB | 230/400 V |  |  | LV LINE |  | 185_4C_AL_XLPE |  |  |  | 9.448 m |  | 4 | 0 | Pass | null
381957841 | TNB | DISTRIBUTION | KUALA SELANGOR | Existing | RYB | 230/400 V |  |  | LV LINE |  | 185_4C_AL_XLPE |  |  |  | 10.425 m |  | 4 | 0 | Pass | null
381957851 | TNB | DISTRIBUTION | KUALA SELANGOR | Existing | R | 230/400 V |  |  | SERVICE LINE |  | ARMOURED_16MM |  |  |  | 1.000 m |  | 2 | 0 | Pass | null
381957854 | TNB | DISTRIBUTION | KUALA SELANGOR | Existing | R | 230/400 V |  |  | SERVICE LINE |  | ARMOURED_16MM |  |  |  | 3.591 m |  | 2 | 0 | Pass | null
381957857 | TNB | DISTRIBUTION | KUALA SELANGOR | Existing | RYB | 230/400 V |  |  | LV LINE |  | 185_4C_AL_XLPE |  |  |  | 44.694 m |  | 4 | 0 | Pass | null
381957862 | TNB | DISTRIBUTION | KUALA SELANGOR | Existing | RYB | 230/400 V |  |  | LV LINE |  | 185_4C_AL_XLPE |  |  |  | 44.163 m |  | 4 | 0 | Pass | null
381957867 | TNB | DISTRIBUTION | KUALA SELANGOR | Existing | RYB | 230/400 V |  |  | SERVICE LINE |  | 185_4C_AL_XLPE |  |  |  | 13.260 m |  | 4 | 0 | Pass | null
381957872 | TNB | DISTRIBUTION | KUALA SELANGOR | Existing | RYB | 230/400 V |  |  | SERVICE LINE |  | 185_4C_AL_XLPE |  |  |  | 1.000 m |  | 4 | 0 | Pass | null
381957877 | TNB | DISTRIBUTION | KUALA SELANGOR | Existing | RYB | 230/400 V |  |  | SERVICE LINE |  | 25_4C_AL_XLPE |  |  |  | 3.581 m |  | 4 | 0 | Pass | null
381957879 | TNB | DISTRIBUTION | KUALA SELANGOR | Existing | RYB | 230/400 V |  |  | SERVICE LINE |  | 25_4C_AL_XLPE |  |  |  | 5.578 m |  | 4 | 0 | Pass | null
381957880 | TNB | DISTRIBUTION | KUALA SELANGOR | Existing | RYB | 230/400 V |  |  | SERVICE LINE |  | 25_4C_AL_XLPE |  |  |  | 1.000 m |  | 4 | 0 | Pass | null
381957882 | TNB | DISTRIBUTION | KUALA SELANGOR | Existing | RYB | 230/400 V |  |  | SERVICE LINE |  | 25_4C_AL_XLPE |  |  |  | 1.000 m |  | 4 | 0 | Pass | null
381957883 | TNB | DISTRIBUTION | KUALA SELANGOR | Existing | RYB | 230/400 V |  |  | LV LINE |  | 185_4C_AL_XLPE |  |  |  | 10.152 m |  | 4 | 0 | Pass | null
381957888 | TNB | DISTRIBUTION | KUALA SELANGOR | Existing | RYB | 230/400 V |  |  | LV LINE |  | 185_4C_AL_XLPE |  |  |  | 10.308 m |  | 4 | 0 | Pass | null
381957893 | TNB | DISTRIBUTION | KUALA SELANGOR | Existing | RYB | 230/400 V |  |  | SERVICE LINE |  | 25_4C_AL_XLPE |  |  |  | 11.643 m |  | 4 | 0 | Pass | null
381957894 | TNB | DISTRIBUTION | KUALA SELANGOR | Existing | RYB | 230/400 V |  |  | SERVICE LINE |  | 25_4C_AL_XLPE |  |  |  | 0.797 m |  | 4 | 0 | Pass | null
381957895 | TNB | DISTRIBUTION | KUALA SELANGOR | Existing | RYB | 230/400 V |  |  | SERVICE LINE |  | 70_4C_AL_XLPE |  |  |  | 1.001 m |  | 4 | 0 | Pass | null
381957900 | TNB | DISTRIBUTION | KUALA SELANGOR | Existing | RYB | 230/400 V |  |  | SERVICE LINE |  | 70_4C_AL_XLPE |  |  |  | 13.021 m |  | 4 | 0 | Pass | null
381957905 | TNB | DISTRIBUTION | KUALA SELANGOR | Existing | RYB | 230/400 V |  |  | LV LINE |  | 185_4C_AL_XLPE |  |  |  | 23.144 m |  | 4 | 0 | Pass | null
381957910 | TNB | DISTRIBUTION | KUALA SELANGOR | Existing | RYB | 230/400 V |  |  | LV LINE |  | 185_4C_AL_XLPE |  |  |  | 22.121 m |  | 4 | 0 | Pass | null
381957915 | TNB | DISTRIBUTION | KUALA SELANGOR | Existing | RYB | 230/400 V |  |  | SERVICE LINE |  | 25_4C_AL_XLPE |  |  |  | 1.000 m |  | 4 | 0 | Pass | null
381957920 | TNB | DISTRIBUTION | KUALA SELANGOR | Existing | RYB | 230/400 V |  |  | SERVICE LINE |  | 25_4C_AL_XLPE |  |  |  | 1.596 m |  | 4 | 0 | Pass | null
381957925 | TNB | DISTRIBUTION | KUALA SELANGOR | Existing | RYB | 230/400 V |  |  | SERVICE LINE |  | 25_4C_AL_XLPE |  |  |  | 22.705 m |  | 4 | 0 | Pass | null
381957930 | TNB | DISTRIBUTION | KUALA SELANGOR | Existing | RYB | 230/400 V |  |  | SERVICE LINE |  | 25_4C_AL_XLPE |  |  |  | 17.451 m |  | 4 | 0 | Pass | null
381957935 | TNB | DISTRIBUTION | KUALA SELANGOR | Existing | RYB | 230/400 V |  |  | SERVICE LINE |  | 25_4C_AL_XLPE |  |  |  | 13.054 m |  | 4 | 0 | Pass | null
381957940 | TNB | DISTRIBUTION | KUALA SELANGOR | Existing | RYB | 230/400 V |  |  | SERVICE LINE |  | 25_4C_AL_XLPE |  |  |  | 1.000 m |  | 4 | 0 | Pass | null
381957945 | TNB | DISTRIBUTION | KUALA SELANGOR | Existing | RYB | 230/400 V |  |  | SERVICE LINE |  | 25_4C_AL_XLPE |  |  |  | 1.000 m |  | 4 | 0 | Pass | null
381957950 | TNB | DISTRIBUTION | KUALA SELANGOR | Existing | RYB | 230/400 V |  |  | SERVICE LINE |  | 25_4C_AL_XLPE |  |  |  | 1.001 m |  | 4 | 0 | Pass | null
381957955 | TNB | DISTRIBUTION | KUALA SELANGOR | Existing | RYB | 230/400 V |  |  | SERVICE LINE |  | 7X_500_1C_CU_PVC/PVC |  |  |  | 97.456 m |  | 7 | 0 | Pass | null
381957960 | TNB | DISTRIBUTION | KUALA SELANGOR | Existing | RYB | 230/400 V |  |  | LV LINE |  | 70_4C_AL_XLPE |  |  |  | 8.510 m |  | 4 | 0 | Pass | null
381957965 | TNB | DISTRIBUTION | KUALA SELANGOR | Existing | RYB | 230/400 V |  |  | SERVICE LINE |  | 25_4C_AL_XLPE |  |  |  | 1.924 m |  | 4 | 0 | Pass | null
381957970 | TNB | DISTRIBUTION | KUALA SELANGOR | Existing | RYB | 230/400 V |  |  | SERVICE LINE |  | 25_4C_AL_XLPE |  |  |  | 1.367 m |  | 4 | 0 | Pass | null
381957975 | TNB | DISTRIBUTION | KUALA SELANGOR | Existing | RYB | 230/400 V |  |  | SERVICE LINE |  | 25_4C_AL_XLPE |  |  |  | 18.219 m |  | 4 | 0 | Pass | null
381957980 | TNB | DISTRIBUTION | KUALA SELANGOR | Existing | RYB | 230/400 V |  |  | SERVICE LINE |  | 25_4C_AL_XLPE |  |  |  | 3.188 m |  | 4 | 0 | Pass | null
381957985 | TNB | DISTRIBUTION | KUALA SELANGOR | Existing | RYB | 230/400 V |  |  | SERVICE LINE |  | 25_4C_AL_XLPE |  |  |  | 6.606 m |  | 4 | 0 | Pass | null
381957990 | TNB | DISTRIBUTION | KUALA SELANGOR | Existing | RYB | 230/400 V |  |  | SERVICE LINE |  | 25_4C_AL_XLPE |  |  |  | 1.431 m |  | 4 | 0 | Pass | null
381957995 | TNB | DISTRIBUTION | KUALA SELANGOR | Existing | RYB | 230/400 V |  |  | SERVICE LINE |  | 70_4C_AL_XLPE |  |  |  | 10.664 m |  | 4 | 0 | Pass | null
381958000 | TNB | DISTRIBUTION | KUALA SELANGOR | Existing | RYB | 230/400 V |  |  | SERVICE LINE |  | 70_4C_AL_XLPE |  |  |  | 3.910 m |  | 4 | 0 | Pass | null
381958005 | TNB | DISTRIBUTION | KUALA SELANGOR | Existing | RYB | 230/400 V |  |  | LV LINE |  | 185_4C_AL_PILC |  |  |  | 8.252 m |  | 4 | 0 | Pass | null
381958010 | TNB | DISTRIBUTION | KUALA SELANGOR | Existing | RYB | 230/400 V |  |  | LV LINE |  | 185_4C_AL_PILC |  |  |  | 25.056 m | INCOMING MAYBE FROM P/E | 4 | 0 | Pass | null
381958015 | TNB | DISTRIBUTION | KUALA SELANGOR | Existing | RYB | 230/400 V |  |  | LV LINE |  | 185_4C_AL_XLPE |  |  |  | 30.744 m | METER MUNGKIN DALAM P/E | 4 | 0 | Pass | null
381958020 | TNB | DISTRIBUTION | KUALA SELANGOR | Existing | RYB | 230/400 V |  |  | SERVICE LINE |  | 185_4C_AL_XLPE |  |  |  | 272.117 m |  | 4 | 0 | Pass | null
381958025 | TNB | DISTRIBUTION | KUALA SELANGOR | Existing | RYB | 230/400 V |  |  | SERVICE LINE |  | 70_4C_AL_XLPE |  |  |  | 34.567 m |  | 4 | 0 | Pass | null
381958030 | TNB | DISTRIBUTION | KUALA SELANGOR | Existing | RYB | 230/400 V |  |  | SERVICE LINE |  | 70_4C_AL_XLPE |  |  |  | 7.393 m |  | 4 | 0 | Pass | null
381958036 | TNB | DISTRIBUTION | KUALA SELANGOR | Existing | RYB | 230/400 V |  |  | SERVICE LINE |  | 70_4C_AL_XLPE |  |  |  | 113.800 m |  | 4 | 0 | Pass | null
381958037 | TNB | DISTRIBUTION | KUALA SELANGOR | Existing | RYB | 230/400 V |  |  | SERVICE LINE |  | 70_4C_AL_XLPE |  |  |  | 3.172 m |  | 4 | 0 | Pass | null
381958042 | TNB | DISTRIBUTION | KUALA SELANGOR | Existing | RYB | 230/400 V |  |  | LV LINE |  | 185_4C_AL_XLPE |  |  |  | 45.584 m |  | 4 | 0 | Pass | null
381958047 | TNB | DISTRIBUTION | KUALA SELANGOR | Existing | RYB | 230/400 V |  |  | LV LINE |  | 120_4C_AL_XLPE |  |  |  | 35.891 m |  | 4 | 0 | Pass | null
381958052 | TNB | DISTRIBUTION | KUALA SELANGOR | Existing | RYB | 230/400 V |  |  | LV LINE |  | 185_4C_AL_XLPE |  |  |  | 28.117 m |  | 4 | 0 | Pass | null
381958057 | TNB | DISTRIBUTION | KUALA SELANGOR | Existing | RYB | 230/400 V |  |  | LV LINE |  | 185_4C_AL_XLPE |  |  |  | 27.734 m |  | 4 | 0 | Pass | null
381958062 | TNB | DISTRIBUTION | KUALA SELANGOR | Existing | RYB | 230/400 V |  |  | LV LINE |  | 185_4C_AL_XLPE |  |  |  | 27.517 m |  | 4 | 0 | Pass | null
381958067 | TNB | DISTRIBUTION | KUALA SELANGOR | Existing | RYB | 230/400 V |  |  | LV LINE |  | 185_4C_AL_XLPE |  |  |  | 13.010 m |  | 4 | 0 | Pass | null
381958072 | TNB | DISTRIBUTION | KUALA SELANGOR | Existing | RYB | 230/400 V |  |  | LV LINE |  | 120_4C_AL_XLPE |  |  |  | 51.862 m |  | 4 | 0 | Pass | null
381958077 | TNB | DISTRIBUTION | KUALA SELANGOR | Existing | RYB | 230/400 V |  |  | LV LINE |  | 185_4C_AL_XLPE |  |  |  | 38.400 m |  | 4 | 0 | Pass | null
381958082 | TNB | DISTRIBUTION | KUALA SELANGOR | Existing | RYB | 230/400 V |  |  | LV LINE |  | 120_4C_AL_XLPE |  |  |  | 41.959 m |  | 4 | 0 | Pass | null
381958087 | TNB | DISTRIBUTION | KUALA SELANGOR | Existing | RYB | 230/400 V |  |  | LV LINE |  | 70_4C_AL_XLPE |  |  |  | 51.057 m |  | 4 | 0 | Pass | null
381958092 | TNB | DISTRIBUTION | KUALA SELANGOR | Existing | RYB | 230/400 V |  |  | LV LINE |  | 185_4C_AL_XLPE |  |  |  | 45.337 m |  | 4 | 0 | Pass | null
381958097 | TNB | DISTRIBUTION | KUALA SELANGOR | Existing | RYB | 230/400 V |  |  | LV LINE |  | 300_4C_AL_XLPE |  |  |  | 8.311 m |  | 4 | 0 | Pass | null
381958102 | TNB | DISTRIBUTION | KUALA SELANGOR | Existing | RYB | 230/400 V |  |  | LV LINE |  | 300_4C_AL_XLPE |  |  |  | 7.326 m |  | 4 | 0 | Pass | null
381958107 | TNB | DISTRIBUTION | KUALA SELANGOR | Existing | RYB | 230/400 V |  |  | LV LINE |  | 185_4C_AL_XLPE |  |  |  | 37.280 m |  | 4 | 0 | Pass | null
381958112 | TNB | DISTRIBUTION | KUALA SELANGOR | Existing | RYB | 230/400 V |  |  | LV LINE |  | 120_4C_AL_PILC |  |  |  | 6.960 m |  | 4 | 0 | Pass | null
381958117 | TNB | DISTRIBUTION | KUALA SELANGOR | Existing | RYB | 230/400 V |  |  | SERVICE LINE |  | 70_4C_AL_XLPE |  |  |  | 24.968 m |  | 4 | 0 | Pass | null
381958122 | TNB | DISTRIBUTION | KUALA SELANGOR | Existing | RYB | 230/400 V |  |  | SERVICE LINE |  | 70_4C_AL_XLPE |  |  |  | 2.059 m |  | 4 | 0 | Pass | null
381958127 | TNB | DISTRIBUTION | KUALA SELANGOR | Existing | RYB | 230/400 V |  |  | SERVICE LINE |  | 70_4C_AL_XLPE |  |  |  | 21.166 m |  | 4 | 0 | Pass | null
381958132 | TNB | DISTRIBUTION | KUALA SELANGOR | Existing | RYB | 230/400 V |  |  | SERVICE LINE |  | 70_4C_AL_XLPE |  |  |  | 2.137 m |  | 4 | 0 | Pass | null
381958137 | TNB | DISTRIBUTION | KUALA SELANGOR | Existing | RYB | 230/400 V |  |  | LV LINE |  | 25_4C_AL_XLPE |  |  |  | 26.034 m |  | 4 | 0 | Pass | null
381958142 | TNB | DISTRIBUTION | KUALA SELANGOR | Existing | RYB | 230/400 V |  |  | LV LINE |  | 120_4C_AL_XLPE |  |  |  | 46.487 m |  | 4 | 0 | Pass | null
381958147 | TNB | DISTRIBUTION | KUALA SELANGOR | Existing | RYB | 230/400 V |  |  | LV LINE |  | 70_4C_AL_XLPE |  |  |  | 38.917 m |  | 4 | 0 | Pass | null
381958152 | TNB | DISTRIBUTION | KUALA SELANGOR | Existing | RYB | 230/400 V |  |  | LV LINE |  | 25_4C_AL_XLPE |  |  |  | 40.134 m |  | 4 | 0 | Pass | null
381958157 | TNB | DISTRIBUTION | KUALA SELANGOR | Existing | RYB | 230/400 V |  |  | LV LINE |  | 185_4C_AL_XLPE |  |  |  | 48.174 m |  | 4 | 0 | Pass | null
381958162 | TNB | DISTRIBUTION | KUALA SELANGOR | Existing | RYB | 230/400 V |  |  | LV LINE |  | 185_4C_AL_XLPE |  |  |  | 44.434 m |  | 4 | 0 | Pass | null
381958167 | TNB | DISTRIBUTION | KUALA SELANGOR | Existing | RYB | 230/400 V |  |  | LV LINE |  | 120_4C_AL_XLPE |  |  |  | 42.133 m |  | 4 | 0 | Pass | null
381959556 | TNB | DISTRIBUTION | KUALA SELANGOR | Existing | RYB | 230/400 V |  |  | LV LINE |  | 120_4C_AL_XLPE |  |  |  | 58.570 m |  | 4 | 0 | Pass | null
381959604 | TNB | DISTRIBUTION | KUALA SELANGOR | Existing | RYB | 230/400 V |  |  | SERVICE LINE |  | 7X_300_1C_AL_PVC/PVC |  |  |  | 0.995 m |  | 7 | 0 | Pass | null
381959686 | TNB | DISTRIBUTION | KUALA SELANGOR | Existing | RYB | 230/400 V |  |  | SERVICE LINE |  | 185_4C_AL_XLPE |  |  |  | 5.207 m |  | 4 | 0 | Pass | null
381959691 | TNB | DISTRIBUTION | KUALA SELANGOR | Existing | RYB | 230/400 V |  |  | SERVICE LINE |  | 185_4C_AL_XLPE |  |  |  | 5.288 m |  | 4 | 0 | Pass | null
381959698 | TNB | DISTRIBUTION | KUALA SELANGOR | Existing | RYB | 230/400 V |  |  | SERVICE LINE |  | 185_4C_AL_XLPE |  |  |  | 22.217 m |  | 4 | 0 | Pass | null
381968526 | TNB | DISTRIBUTION | KUALA SELANGOR | Existing | RYB | 230/400 V |  |  | LV LINE |  | 185_4C_AL_XLPE |  |  |  | 73.459 m |  | 4 | 0 | Pass | null
381968531 | TNB | DISTRIBUTION | KUALA SELANGOR | Existing | RYB | 230/400 V |  |  | LV LINE |  | 185_4C_AL_XLPE |  |  |  | 74.064 m |  | 4 | 0 | Pass | null
381968566 | TNB | DISTRIBUTION | KUALA SELANGOR | Existing | RYB | 230/400 V |  |  | LV LINE |  | 185_4C_AL_XLPE |  |  |  | 30.785 m |  | 4 | 0 | Pass | null
381968576 | TNB | DISTRIBUTION | KUALA SELANGOR | Existing | RYB | 230/400 V |  |  | LV LINE |  | 185_4C_AL_XLPE |  |  |  | 26.311 m |  | 4 | 0 | Pass | null
381968581 | TNB | DISTRIBUTION | KUALA SELANGOR | Existing | RYB | 230/400 V |  |  | LV LINE |  | 185_4C_AL_XLPE |  |  |  | 46.304 m |  | 4 | 0 | Pass | null
381968591 | TNB | DISTRIBUTION | KUALA SELANGOR | Existing | RYB | 230/400 V |  |  | LV LINE |  | 185_4C_AL_XLPE |  |  |  | 16.512 m |  | 4 | 0 | Pass | null
381968596 | TNB | DISTRIBUTION | KUALA SELANGOR | Existing | RYB | 230/400 V |  |  | LV LINE |  | 185_4C_AL_XLPE |  |  |  | 15.543 m |  | 4 | 0 | Pass | null
381968601 | TNB | DISTRIBUTION | KUALA SELANGOR | Existing | RYB | 230/400 V |  |  | LV LINE |  | 185_4C_AL_XLPE |  |  |  | 47.964 m |  | 4 | 0 | Pass | null
381968606 | TNB | DISTRIBUTION | KUALA SELANGOR | Existing | RYB | 230/400 V |  |  | LV LINE |  | 185_4C_AL_XLPE |  |  |  | 43.107 m |  | 4 | 0 | Pass | null
381968611 | TNB | DISTRIBUTION | KUALA SELANGOR | Existing | RYB | 230/400 V |  |  | LV LINE |  | 185_4C_AL_XLPE |  |  |  | 12.115 m |  | 4 | 0 | Pass | null
381968616 | TNB | DISTRIBUTION | KUALA SELANGOR | Existing | RYB | 230/400 V |  |  | LV LINE |  | 185_4C_AL_XLPE |  |  |  | 100.592 m |  | 4 | 0 | Pass | null
381968621 | TNB | DISTRIBUTION | KUALA SELANGOR | Existing | RYB | 230/400 V |  |  | LV LINE |  | 185_4C_AL_XLPE |  |  |  | 41.008 m |  | 4 | 0 | Pass | null
381968626 | TNB | DISTRIBUTION | KUALA SELANGOR | Existing | RYB | 230/400 V |  |  | LV LINE |  | 185_4C_AL_XLPE |  |  |  | 26.847 m |  | 4 | 0 | Pass | null
381968631 | TNB | DISTRIBUTION | KUALA SELANGOR | Existing | RYB | 230/400 V |  |  | LV LINE |  | 185_4C_AL_XLPE |  |  |  | 25.471 m |  | 4 | 0 | Pass | null
381968636 | TNB | DISTRIBUTION | KUALA SELANGOR | Existing | RYB | 230/400 V |  |  | LV LINE |  | 185_4C_AL_XLPE |  |  |  | 29.937 m |  | 4 | 0 | Pass | null
381968641 | TNB | DISTRIBUTION | KUALA SELANGOR | Existing | RYB | 230/400 V |  |  | LV LINE |  | 185_4C_AL_XLPE |  |  |  | 29.866 m |  | 4 | 0 | Pass | null
381968646 | TNB | DISTRIBUTION | KUALA SELANGOR | Existing | RYB | 230/400 V |  |  | SERVICE LINE |  | 25_4C_AL_XLPE |  |  |  | 23.873 m |  | 4 | 0 | Pass | null
381968651 | TNB | DISTRIBUTION | KUALA SELANGOR | Existing | RYB | 230/400 V |  |  | SERVICE LINE |  | 25_4C_AL_XLPE |  |  |  | 1.799 m |  | 4 | 0 | Pass | null
381968656 | TNB | DISTRIBUTION | KUALA SELANGOR | Existing | RYB | 230/400 V |  |  | LV LINE |  | 185_4C_AL_PILC |  |  |  | 42.100 m |  | 4 | 0 | Pass | null
381968661 | TNB | DISTRIBUTION | KUALA SELANGOR | Existing | RYB | 230/400 V |  |  | LV LINE |  | 185_4C_AL_PILC |  |  |  | 40.009 m |  | 4 | 0 | Pass | null
381968666 | TNB | DISTRIBUTION | KUALA SELANGOR | Existing | RYB | 230/400 V |  |  | SERVICE LINE |  | 25_4C_AL_XLPE |  |  |  | 6.756 m |  | 4 | 0 | Pass | null
381968671 | TNB | DISTRIBUTION | KUALA SELANGOR | Existing | RYB | 230/400 V |  |  | SERVICE LINE |  | 25_4C_AL_XLPE |  |  |  | 1.130 m |  | 4 | 0 | Pass | null
381968676 | TNB | DISTRIBUTION | KUALA SELANGOR | Existing | RYB | 230/400 V |  |  | SERVICE LINE |  | 25_4C_AL_XLPE |  |  |  | 31.484 m |  | 4 | 0 | Pass | null
381968681 | TNB | DISTRIBUTION | KUALA SELANGOR | Existing | RYB | 230/400 V |  |  | SERVICE LINE |  | 25_4C_AL_XLPE |  |  |  | 2.429 m |  | 4 | 0 | Pass | null
381968686 | TNB | DISTRIBUTION | KUALA SELANGOR | Existing | RYB | 230/400 V |  |  | SERVICE LINE |  | 25_4C_AL_XLPE |  |  |  | 3.123 m |  | 4 | 0 | Pass | null
381968691 | TNB | DISTRIBUTION | KUALA SELANGOR | Existing | RYB | 230/400 V |  |  | SERVICE LINE |  | 25_4C_AL_XLPE |  |  |  | 11.274 m |  | 4 | 0 | Pass | null
381968696 | TNB | DISTRIBUTION | KUALA SELANGOR | Existing | RYB | 230/400 V |  |  | SERVICE LINE |  | 25_4C_AL_XLPE |  |  |  | 53.715 m |  | 4 | 0 | Pass | null
381968701 | TNB | DISTRIBUTION | KUALA SELANGOR | Existing | RYB | 230/400 V |  |  | SERVICE LINE |  | 25_4C_AL_XLPE |  |  |  | 4.049 m |  | 4 | 0 | Pass | null
381968706 | TNB | DISTRIBUTION | KUALA SELANGOR | Existing | RYB | 230/400 V |  |  | LV LINE |  | 185_4C_AL_XLPE |  |  |  | 46.935 m |  | 4 | 0 | Pass | null
381968711 | TNB | DISTRIBUTION | KUALA SELANGOR | Existing | RYB | 230/400 V |  |  | LV LINE |  | 185_4C_AL_XLPE |  |  |  | 111.845 m |  | 4 | 0 | Pass | null
381968716 | TNB | DISTRIBUTION | KUALA SELANGOR | Existing | RYB | 230/400 V |  |  | SERVICE LINE |  | 70_4C_AL_XLPE |  |  |  | 21.035 m |  | 4 | 0 | Pass | null
381968721 | TNB | DISTRIBUTION | KUALA SELANGOR | Existing | RYB | 230/400 V |  |  | LV LINE |  | 185_4C_AL_XLPE |  |  |  | 21.192 m |  | 4 | 0 | Pass | null
381968726 | TNB | DISTRIBUTION | KUALA SELANGOR | Existing | RYB | 230/400 V |  |  | LV LINE |  | 185_4C_AL_PILC |  |  |  | 23.485 m |  | 4 | 0 | Pass | null
381968731 | TNB | DISTRIBUTION | KUALA SELANGOR | Existing | RYB | 230/400 V |  |  | SERVICE LINE |  | 70_4C_AL_XLPE |  |  |  | 3.683 m |  | 4 | 0 | Pass | null
381968736 | TNB | DISTRIBUTION | KUALA SELANGOR | Existing | RYB | 230/400 V |  |  | SERVICE LINE |  | 70_4C_AL_XLPE |  |  |  | 1.892 m |  | 4 | 0 | Pass | null
381968741 | TNB | DISTRIBUTION | KUALA SELANGOR | Existing | RYB | 230/400 V |  |  | LV LINE |  | 185_4C_AL_XLPE |  |  |  | 44.406 m |  | 4 | 0 | Pass | null
381968746 | TNB | DISTRIBUTION | KUALA SELANGOR | Existing | RYB | 230/400 V |  |  | LV LINE |  | 185_4C_AL_XLPE |  |  |  | 7.043 m |  | 4 | 0 | Pass | null
381968751 | TNB | DISTRIBUTION | KUALA SELANGOR | Existing | RYB | 230/400 V |  |  | LV LINE |  | 185_4C_AL_XLPE |  |  |  | 7.434 m |  | 4 | 0 | Pass | null
381968756 | TNB | DISTRIBUTION | KUALA SELANGOR | Existing | RYB | 230/400 V |  |  | SERVICE LINE |  | 70_4C_AL_XLPE |  |  |  | 10.005 m |  | 4 | 0 | Pass | null
381968761 | TNB | DISTRIBUTION | KUALA SELANGOR | Existing | RYB | 230/400 V |  |  | LV LINE |  | 185_4C_AL_XLPE |  |  |  | 39.885 m |  | 4 | 0 | Pass | null
381968766 | TNB | DISTRIBUTION | KUALA SELANGOR | Existing | RYB | 230/400 V |  |  | LV LINE |  | 185_4C_AL_XLPE |  |  |  | 39.395 m |  | 4 | 0 | Pass | null
381968771 | TNB | DISTRIBUTION | KUALA SELANGOR | Existing | RYB | 230/400 V |  |  | LV LINE |  | 185_4C_AL_XLPE |  |  |  | 20.240 m |  | 4 | 0 | Pass | null
381968781 | TNB | DISTRIBUTION | KUALA SELANGOR | Existing | RYB | 230/400 V |  |  | SERVICE LINE |  | 185_4C_AL_XLPE |  |  |  | 35.555 m |  | 4 | 0 | Pass | null
381968786 | TNB | DISTRIBUTION | KUALA SELANGOR | Existing | RYB | 230/400 V |  |  | LV LINE |  | 185_4C_AL_XLPE |  |  |  | 37.824 m |  | 4 | 0 | Pass | null
381968791 | TNB | DISTRIBUTION | KUALA SELANGOR | Existing | RYB | 230/400 V |  |  | LV LINE |  | 185_4C_AL_XLPE |  |  |  | 37.898 m |  | 4 | 0 | Pass | null
381968811 | TNB | DISTRIBUTION | KUALA SELANGOR | Existing | RYB | 230/400 V |  |  | LV LINE |  | 185_4C_AL_XLPE |  |  |  | 65.639 m |  | 4 | 0 | Pass | null
381968821 | TNB | DISTRIBUTION | KUALA SELANGOR | Existing | RYB | 230/400 V |  |  | LV LINE |  | 185_4C_AL_XLPE |  |  |  | 69.092 m |  | 4 | 0 | Pass | null
381968826 | TNB | DISTRIBUTION | KUALA SELANGOR | Existing | RYB | 230/400 V |  |  | LV LINE |  | 185_4C_AL_XLPE |  |  |  | 21.946 m |  | 4 | 0 | Pass | null
381968831 | TNB | DISTRIBUTION | KUALA SELANGOR | Existing | RYB | 230/400 V |  |  | LV LINE |  | 185_4C_AL_XLPE |  |  |  | 23.578 m |  | 4 | 0 | Pass | null
381968836 | TNB | DISTRIBUTION | KUALA SELANGOR | Existing | RYB | 230/400 V |  |  | LV LINE |  | 185_4C_AL_XLPE |  |  |  | 402.396 m |  | 4 | 0 | Pass | null
381968841 | TNB | DISTRIBUTION | KUALA SELANGOR | Existing | RYB | 230/400 V |  |  | LV LINE |  | 185_4C_AL_XLPE |  |  |  | 336.212 m |  | 4 | 0 | Pass | null
381968846 | TNB | DISTRIBUTION | KUALA SELANGOR | Existing | RYB | 230/400 V |  |  | LV LINE |  | 185_4C_AL_XLPE |  |  |  | 273.997 m |  | 4 | 0 | Pass | null
381968851 | TNB | DISTRIBUTION | KUALA SELANGOR | Existing | RYB | 230/400 V |  |  | LV LINE |  | 185_4C_AL_XLPE |  |  |  | 207.405 m |  | 4 | 0 | Pass | null
381968856 | TNB | DISTRIBUTION | KUALA SELANGOR | Existing | RYB | 230/400 V |  |  | SERVICE LINE |  | 25_4C_AL_XLPE |  |  |  | 3.001 m |  | 4 | 0 | Pass | null
381968861 | TNB | DISTRIBUTION | KUALA SELANGOR | Existing | RYB | 230/400 V |  |  | SERVICE LINE |  | 25_4C_AL_XLPE |  |  |  | 3.001 m |  | 4 | 0 | Pass | null
381968866 | TNB | DISTRIBUTION | KUALA SELANGOR | Existing | RYB | 230/400 V |  |  | SERVICE LINE |  | 25_4C_AL_XLPE |  |  |  | 3.002 m |  | 4 | 0 | Pass | null
381968871 | TNB | DISTRIBUTION | KUALA SELANGOR | Existing | RYB | 230/400 V |  |  | SERVICE LINE |  | 25_4C_AL_XLPE |  |  |  | 3.002 m |  | 4 | 0 | Pass | null
381968876 | TNB | DISTRIBUTION | KUALA SELANGOR | Existing | RYB | 230/400 V |  |  | SERVICE LINE |  | 25_4C_AL_XLPE |  |  |  | 3.001 m |  | 4 | 0 | Pass | null
381968881 | TNB | DISTRIBUTION | KUALA SELANGOR | Existing | RYB | 230/400 V |  |  | SERVICE LINE |  | 25_4C_AL_XLPE |  |  |  | 3.001 m |  | 4 | 0 | Pass | null
381968886 | TNB | DISTRIBUTION | KUALA SELANGOR | Existing | RYB | 230/400 V |  |  | SERVICE LINE |  | 25_4C_AL_XLPE |  |  |  | 3.001 m |  | 4 | 0 | Pass | null
381968891 | TNB | DISTRIBUTION | KUALA SELANGOR | Existing | RYB | 230/400 V |  |  | SERVICE LINE |  | 25_4C_AL_XLPE |  |  |  | 3.001 m |  | 4 | 0 | Pass | null
381968896 | TNB | DISTRIBUTION | KUALA SELANGOR | Existing | RYB | 230/400 V |  |  | SERVICE LINE |  | 25_4C_AL_XLPE |  |  |  | 6.002 m |  | 4 | 0 | Pass | null
381968901 | TNB | DISTRIBUTION | KUALA SELANGOR | Existing | RYB | 230/400 V |  |  | SERVICE LINE |  | 25_4C_AL_XLPE |  |  |  | 3.001 m |  | 4 | 0 | Pass | null
381968906 | TNB | DISTRIBUTION | KUALA SELANGOR | Existing | RYB | 230/400 V |  |  | SERVICE LINE |  | 25_4C_AL_XLPE |  |  |  | 3.001 m |  | 4 | 0 | Pass | null
381968911 | TNB | DISTRIBUTION | KUALA SELANGOR | Existing | RYB | 230/400 V |  |  | SERVICE LINE |  | 25_4C_AL_XLPE |  |  |  | 3.002 m |  | 4 | 0 | Pass | null
381968916 | TNB | DISTRIBUTION | KUALA SELANGOR | Existing | RYB | 230/400 V |  |  | SERVICE LINE |  | 25_4C_AL_XLPE |  |  |  | 3.000 m |  | 4 | 0 | Pass | null
381968921 | TNB | DISTRIBUTION | KUALA SELANGOR | Existing | RYB | 230/400 V |  |  | SERVICE LINE |  | 25_4C_AL_XLPE |  |  |  | 3.001 m |  | 4 | 0 | Pass | null
381968926 | TNB | DISTRIBUTION | KUALA SELANGOR | Existing | RYB | 230/400 V |  |  | SERVICE LINE |  | 25_4C_AL_XLPE |  |  |  | 3.000 m |  | 4 | 0 | Pass | null
381968931 | TNB | DISTRIBUTION | KUALA SELANGOR | Existing | RYB | 230/400 V |  |  | SERVICE LINE |  | 25_4C_AL_XLPE |  |  |  | 3.001 m |  | 4 | 0 | Pass | null
381968936 | TNB | DISTRIBUTION | KUALA SELANGOR | Existing | RYB | 230/400 V |  |  | SERVICE LINE |  | 25_4C_AL_XLPE |  |  |  | 3.001 m |  | 4 | 0 | Pass | null
381968941 | TNB | DISTRIBUTION | KUALA SELANGOR | Existing | RYB | 230/400 V |  |  | SERVICE LINE |  | 25_4C_AL_XLPE |  |  |  | 3.001 m |  | 4 | 0 | Pass | null
381968946 | TNB | DISTRIBUTION | KUALA SELANGOR | Existing | RYB | 230/400 V |  |  | SERVICE LINE |  | 25_4C_AL_XLPE |  |  |  | 3.000 m |  | 4 | 0 | Pass | null
381968951 | TNB | DISTRIBUTION | KUALA SELANGOR | Existing | RYB | 230/400 V |  |  | SERVICE LINE |  | 25_4C_AL_XLPE |  |  |  | 3.001 m |  | 4 | 0 | Pass | null
381968956 | TNB | DISTRIBUTION | KUALA SELANGOR | Existing | RYB | 230/400 V |  |  | SERVICE LINE |  | 25_4C_AL_XLPE |  |  |  | 3.002 m |  | 4 | 0 | Pass | null
381968961 | TNB | DISTRIBUTION | KUALA SELANGOR | Existing | RYB | 230/400 V |  |  | SERVICE LINE |  | 25_4C_AL_XLPE |  |  |  | 3.001 m |  | 4 | 0 | Pass | null
381968966 | TNB | DISTRIBUTION | KUALA SELANGOR | Existing | RYB | 230/400 V |  |  | SERVICE LINE |  | 25_4C_AL_XLPE |  |  |  | 3.002 m |  | 4 | 0 | Pass | null
381968971 | TNB | DISTRIBUTION | KUALA SELANGOR | Existing | RYB | 230/400 V |  |  | SERVICE LINE |  | 25_4C_AL_XLPE |  |  |  | 3.001 m |  | 4 | 0 | Pass | null
381968976 | TNB | DISTRIBUTION | KUALA SELANGOR | Existing | RYB | 230/400 V |  |  | SERVICE LINE |  | 25_4C_AL_XLPE |  |  |  | 3.001 m |  | 4 | 0 | Pass | null
381968981 | TNB | DISTRIBUTION | KUALA SELANGOR | Existing | RYB | 230/400 V |  |  | SERVICE LINE |  | 25_4C_AL_XLPE |  |  |  | 3.002 m |  | 4 | 0 | Pass | null
381968986 | TNB | DISTRIBUTION | KUALA SELANGOR | Existing | RYB | 230/400 V |  |  | SERVICE LINE |  | 25_4C_AL_XLPE |  |  |  | 3.000 m |  | 4 | 0 | Pass | null
381968991 | TNB | DISTRIBUTION | KUALA SELANGOR | Existing | RYB | 230/400 V |  |  | SERVICE LINE |  | 25_4C_AL_XLPE |  |  |  | 3.001 m |  | 4 | 0 | Pass | null
381968996 | TNB | DISTRIBUTION | KUALA SELANGOR | Existing | RYB | 230/400 V |  |  | SERVICE LINE |  | 25_4C_AL_XLPE |  |  |  | 3.001 m |  | 4 | 0 | Pass | null
381969001 | TNB | DISTRIBUTION | KUALA SELANGOR | Existing | RYB | 230/400 V |  |  | SERVICE LINE |  | 25_4C_AL_XLPE |  |  |  | 3.001 m |  | 4 | 0 | Pass | null
381969006 | TNB | DISTRIBUTION | KUALA SELANGOR | Existing | RYB | 230/400 V |  |  | SERVICE LINE |  | 25_4C_AL_XLPE |  |  |  | 3.002 m |  | 4 | 0 | Pass | null
381969011 | TNB | DISTRIBUTION | KUALA SELANGOR | Existing | RYB | 230/400 V |  |  | SERVICE LINE |  | 25_4C_AL_XLPE |  |  |  | 3.002 m |  | 4 | 0 | Pass | null
381969016 | TNB | DISTRIBUTION | KUALA SELANGOR | Existing | RYB | 230/400 V |  |  | SERVICE LINE |  | 25_4C_AL_XLPE |  |  |  | 3.001 m |  | 4 | 0 | Pass | null
381969021 | TNB | DISTRIBUTION | KUALA SELANGOR | Existing | RYB | 230/400 V |  |  | SERVICE LINE |  | 25_4C_AL_XLPE |  |  |  | 3.001 m |  | 4 | 0 | Pass | null
381969026 | TNB | DISTRIBUTION | KUALA SELANGOR | Existing | RYB | 230/400 V |  |  | SERVICE LINE |  | 25_4C_AL_XLPE |  |  |  | 3.002 m |  | 4 | 0 | Pass | null
381969031 | TNB | DISTRIBUTION | KUALA SELANGOR | Existing | RYB | 230/400 V |  |  | SERVICE LINE |  | 25_4C_AL_XLPE |  |  |  | 3.001 m |  | 4 | 0 | Pass | null
381969036 | TNB | DISTRIBUTION | KUALA SELANGOR | Existing | RYB | 230/400 V |  |  | SERVICE LINE |  | 25_4C_AL_XLPE |  |  |  | 3.001 m |  | 4 | 0 | Pass | null
381969041 | TNB | DISTRIBUTION | KUALA SELANGOR | Existing | RYB | 230/400 V |  |  | SERVICE LINE |  | 25_4C_AL_XLPE |  |  |  | 3.001 m |  | 4 | 0 | Pass | null
381969046 | TNB | DISTRIBUTION | KUALA SELANGOR | Existing | RYB | 230/400 V |  |  | SERVICE LINE |  | 25_4C_AL_XLPE |  |  |  | 3.001 m |  | 4 | 0 | Pass | null
381969051 | TNB | DISTRIBUTION | KUALA SELANGOR | Existing | RYB | 230/400 V |  |  | SERVICE LINE |  | 25_4C_AL_XLPE |  |  |  | 3.001 m |  | 4 | 0 | Pass | null
381969056 | TNB | DISTRIBUTION | KUALA SELANGOR | Existing | RYB | 230/400 V |  |  | SERVICE LINE |  | 25_4C_AL_XLPE |  |  |  | 3.001 m |  | 4 | 0 | Pass | null
381969061 | TNB | DISTRIBUTION | KUALA SELANGOR | Existing | RYB | 230/400 V |  |  | SERVICE LINE |  | 25_4C_AL_XLPE |  |  |  | 3.001 m |  | 4 | 0 | Pass | null
381969066 | TNB | DISTRIBUTION | KUALA SELANGOR | Existing | RYB | 230/400 V |  |  | SERVICE LINE |  | 25_4C_AL_XLPE |  |  |  | 3.001 m |  | 4 | 0 | Pass | null
381969071 | TNB | DISTRIBUTION | KUALA SELANGOR | Existing | RYB | 230/400 V |  |  | SERVICE LINE |  | 25_4C_AL_XLPE |  |  |  | 3.002 m |  | 4 | 0 | Pass | null
381969076 | TNB | DISTRIBUTION | KUALA SELANGOR | Existing | RYB | 230/400 V |  |  | SERVICE LINE |  | 25_4C_AL_XLPE |  |  |  | 3.000 m |  | 4 | 0 | Pass | null
381969081 | TNB | DISTRIBUTION | KUALA SELANGOR | Existing | RYB | 230/400 V |  |  | SERVICE LINE |  | 25_4C_AL_XLPE |  |  |  | 3.000 m |  | 4 | 0 | Pass | null
381969086 | TNB | DISTRIBUTION | KUALA SELANGOR | Existing | RYB | 230/400 V |  |  | SERVICE LINE |  | 25_4C_AL_XLPE |  |  |  | 3.001 m |  | 4 | 0 | Pass | null
381969091 | TNB | DISTRIBUTION | KUALA SELANGOR | Existing | RYB | 230/400 V |  |  | SERVICE LINE |  | 25_4C_AL_XLPE |  |  |  | 3.001 m |  | 4 | 0 | Pass | null
381969096 | TNB | DISTRIBUTION | KUALA SELANGOR | Existing | RYB | 230/400 V |  |  | SERVICE LINE |  | 25_4C_AL_XLPE |  |  |  | 3.001 m |  | 4 | 0 | Pass | null
381969101 | TNB | DISTRIBUTION | KUALA SELANGOR | Existing | RYB | 230/400 V |  |  | SERVICE LINE |  | 25_4C_AL_XLPE |  |  |  | 3.001 m |  | 4 | 0 | Pass | null
381969106 | TNB | DISTRIBUTION | KUALA SELANGOR | Existing | RYB | 230/400 V |  |  | SERVICE LINE |  | 25_4C_AL_XLPE |  |  |  | 3.001 m |  | 4 | 0 | Pass | null
381969111 | TNB | DISTRIBUTION | KUALA SELANGOR | Existing | RYB | 230/400 V |  |  | SERVICE LINE |  | 25_4C_AL_XLPE |  |  |  | 3.001 m |  | 4 | 0 | Pass | null
381969116 | TNB | DISTRIBUTION | KUALA SELANGOR | Existing | RYB | 230/400 V |  |  | SERVICE LINE |  | 25_4C_AL_XLPE |  |  |  | 3.001 m |  | 4 | 0 | Pass | null
381969121 | TNB | DISTRIBUTION | KUALA SELANGOR | Existing | RYB | 230/400 V |  |  | SERVICE LINE |  | 25_4C_AL_XLPE |  |  |  | 3.001 m |  | 4 | 0 | Pass | null
381969126 | TNB | DISTRIBUTION | KUALA SELANGOR | Existing | RYB | 230/400 V |  |  | SERVICE LINE |  | 25_4C_AL_XLPE |  |  |  | 3.000 m |  | 4 | 0 | Pass | null
381969131 | TNB | DISTRIBUTION | KUALA SELANGOR | Existing | RYB | 230/400 V |  |  | SERVICE LINE |  | 25_4C_AL_XLPE |  |  |  | 3.002 m |  | 4 | 0 | Pass | null
381969136 | TNB | DISTRIBUTION | KUALA SELANGOR | Existing | RYB | 230/400 V |  |  | SERVICE LINE |  | 25_4C_AL_XLPE |  |  |  | 3.001 m |  | 4 | 0 | Pass | null
381969141 | TNB | DISTRIBUTION | KUALA SELANGOR | Existing | RYB | 230/400 V |  |  | SERVICE LINE |  | 25_4C_AL_XLPE |  |  |  | 3.001 m |  | 4 | 0 | Pass | null
381969146 | TNB | DISTRIBUTION | KUALA SELANGOR | Existing | RYB | 230/400 V |  |  | SERVICE LINE |  | 25_4C_AL_XLPE |  |  |  | 3.002 m |  | 4 | 0 | Pass | null
381969151 | TNB | DISTRIBUTION | KUALA SELANGOR | Existing | RYB | 230/400 V |  |  | SERVICE LINE |  | 25_4C_AL_XLPE |  |  |  | 3.002 m |  | 4 | 0 | Pass | null
381969156 | TNB | DISTRIBUTION | KUALA SELANGOR | Existing | RYB | 230/400 V |  |  | SERVICE LINE |  | 25_4C_AL_XLPE |  |  |  | 3.001 m |  | 4 | 0 | Pass | null
381969161 | TNB | DISTRIBUTION | KUALA SELANGOR | Existing | RYB | 230/400 V |  |  | SERVICE LINE |  | 25_4C_AL_XLPE |  |  |  | 3.002 m |  | 4 | 0 | Pass | null
381969166 | TNB | DISTRIBUTION | KUALA SELANGOR | Existing | RYB | 230/400 V |  |  | SERVICE LINE |  | 25_4C_AL_XLPE |  |  |  | 3.002 m |  | 4 | 0 | Pass | null
381969171 | TNB | DISTRIBUTION | KUALA SELANGOR | Existing | RYB | 230/400 V |  |  | SERVICE LINE |  | 25_4C_AL_XLPE |  |  |  | 3.001 m |  | 4 | 0 | Pass | null
381969176 | TNB | DISTRIBUTION | KUALA SELANGOR | Existing | RYB | 230/400 V |  |  | SERVICE LINE |  | 25_4C_AL_XLPE |  |  |  | 3.001 m |  | 4 | 0 | Pass | null
381969181 | TNB | DISTRIBUTION | KUALA SELANGOR | Existing | RYB | 230/400 V |  |  | SERVICE LINE |  | 25_4C_AL_XLPE |  |  |  | 3.001 m |  | 4 | 0 | Pass | null
381969186 | TNB | DISTRIBUTION | KUALA SELANGOR | Existing | RYB | 230/400 V |  |  | SERVICE LINE |  | 25_4C_AL_XLPE |  |  |  | 3.002 m |  | 4 | 0 | Pass | null
381969191 | TNB | DISTRIBUTION | KUALA SELANGOR | Existing | RYB | 230/400 V |  |  | SERVICE LINE |  | 25_4C_AL_XLPE |  |  |  | 3.001 m |  | 4 | 0 | Pass | null
381969196 | TNB | DISTRIBUTION | KUALA SELANGOR | Existing | RYB | 230/400 V |  |  | SERVICE LINE |  | 25_4C_AL_XLPE |  |  |  | 3.001 m |  | 4 | 0 | Pass | null
381969201 | TNB | DISTRIBUTION | KUALA SELANGOR | Existing | RYB | 230/400 V |  |  | SERVICE LINE |  | 25_4C_AL_XLPE |  |  |  | 3.001 m |  | 4 | 0 | Pass | null
381969206 | TNB | DISTRIBUTION | KUALA SELANGOR | Existing | RYB | 230/400 V |  |  | SERVICE LINE |  | 25_4C_AL_XLPE |  |  |  | 3.001 m |  | 4 | 0 | Pass | null
381969211 | TNB | DISTRIBUTION | KUALA SELANGOR | Existing | RYB | 230/400 V |  |  | SERVICE LINE |  | 25_4C_AL_XLPE |  |  |  | 3.002 m |  | 4 | 0 | Pass | null
381969216 | TNB | DISTRIBUTION | KUALA SELANGOR | Existing | RYB | 230/400 V |  |  | SERVICE LINE |  | 25_4C_AL_XLPE |  |  |  | 3.001 m |  | 4 | 0 | Pass | null
381969221 | TNB | DISTRIBUTION | KUALA SELANGOR | Existing | RYB | 230/400 V |  |  | SERVICE LINE |  | 25_4C_AL_XLPE |  |  |  | 3.001 m |  | 4 | 0 | Pass | null
381969226 | TNB | DISTRIBUTION | KUALA SELANGOR | Existing | RYB | 230/400 V |  |  | SERVICE LINE |  | 25_4C_AL_XLPE |  |  |  | 3.001 m |  | 4 | 0 | Pass | null
381969231 | TNB | DISTRIBUTION | KUALA SELANGOR | Existing | RYB | 230/400 V |  |  | SERVICE LINE |  | 25_4C_AL_XLPE |  |  |  | 3.001 m |  | 4 | 0 | Pass | null
381969236 | TNB | DISTRIBUTION | KUALA SELANGOR | Existing | RYB | 230/400 V |  |  | SERVICE LINE |  | 25_4C_AL_XLPE |  |  |  | 3.000 m |  | 4 | 0 | Pass | null
381969241 | TNB | DISTRIBUTION | KUALA SELANGOR | Existing | RYB | 230/400 V |  |  | SERVICE LINE |  | 25_4C_AL_XLPE |  |  |  | 3.002 m |  | 4 | 0 | Pass | null
381969246 | TNB | DISTRIBUTION | KUALA SELANGOR | Existing | RYB | 230/400 V |  |  | SERVICE LINE |  | 25_4C_AL_XLPE |  |  |  | 3.001 m |  | 4 | 0 | Pass | null
381969251 | TNB | DISTRIBUTION | KUALA SELANGOR | Existing | RYB | 230/400 V |  |  | SERVICE LINE |  | 25_4C_AL_XLPE |  |  |  | 3.000 m |  | 4 | 0 | Pass | null
381969256 | TNB | DISTRIBUTION | KUALA SELANGOR | Existing | RYB | 230/400 V |  |  | SERVICE LINE |  | 25_4C_AL_XLPE |  |  |  | 3.002 m |  | 4 | 0 | Pass | null
381969261 | TNB | DISTRIBUTION | KUALA SELANGOR | Existing | RYB | 230/400 V |  |  | SERVICE LINE |  | 25_4C_AL_XLPE |  |  |  | 3.002 m |  | 4 | 0 | Pass | null
381969266 | TNB | DISTRIBUTION | KUALA SELANGOR | Existing | RYB | 230/400 V |  |  | SERVICE LINE |  | 25_4C_AL_XLPE |  |  |  | 3.000 m |  | 4 | 0 | Pass | null
381969271 | TNB | DISTRIBUTION | KUALA SELANGOR | Existing | RYB | 230/400 V |  |  | SERVICE LINE |  | 25_4C_AL_XLPE |  |  |  | 3.002 m |  | 4 | 0 | Pass | null
381969276 | TNB | DISTRIBUTION | KUALA SELANGOR | Existing | RYB | 230/400 V |  |  | SERVICE LINE |  | 25_4C_AL_XLPE |  |  |  | 3.002 m |  | 4 | 0 | Pass | null
381969281 | TNB | DISTRIBUTION | KUALA SELANGOR | Existing | RYB | 230/400 V |  |  | SERVICE LINE |  | 25_4C_AL_XLPE |  |  |  | 3.001 m |  | 4 | 0 | Pass | null
381969286 | TNB | DISTRIBUTION | KUALA SELANGOR | Existing | RYB | 230/400 V |  |  | SERVICE LINE |  | 25_4C_AL_XLPE |  |  |  | 3.001 m |  | 4 | 0 | Pass | null
381969291 | TNB | DISTRIBUTION | KUALA SELANGOR | Existing | RYB | 230/400 V |  |  | SERVICE LINE |  | 25_4C_AL_XLPE |  |  |  | 3.000 m |  | 4 | 0 | Pass | null
381969296 | TNB | DISTRIBUTION | KUALA SELANGOR | Existing | RYB | 230/400 V |  |  | SERVICE LINE |  | 25_4C_AL_XLPE |  |  |  | 3.001 m |  | 4 | 0 | Pass | null
381969301 | TNB | DISTRIBUTION | KUALA SELANGOR | Existing | RYB | 230/400 V |  |  | SERVICE LINE |  | 25_4C_AL_XLPE |  |  |  | 3.001 m |  | 4 | 0 | Pass | null
381969306 | TNB | DISTRIBUTION | KUALA SELANGOR | Existing | RYB | 230/400 V |  |  | SERVICE LINE |  | 25_4C_AL_XLPE |  |  |  | 3.002 m |  | 4 | 0 | Pass | null
381969311 | TNB | DISTRIBUTION | KUALA SELANGOR | Existing | RYB | 230/400 V |  |  | SERVICE LINE |  | 25_4C_AL_XLPE |  |  |  | 3.001 m |  | 4 | 0 | Pass | null
381969316 | TNB | DISTRIBUTION | KUALA SELANGOR | Existing | RYB | 230/400 V |  |  | SERVICE LINE |  | 25_4C_AL_XLPE |  |  |  | 3.002 m |  | 4 | 0 | Pass | null
381969321 | TNB | DISTRIBUTION | KUALA SELANGOR | Existing | RYB | 230/400 V |  |  | SERVICE LINE |  | 25_4C_AL_XLPE |  |  |  | 3.001 m |  | 4 | 0 | Pass | null
381969326 | TNB | DISTRIBUTION | KUALA SELANGOR | Existing | RYB | 230/400 V |  |  | SERVICE LINE |  | 25_4C_AL_XLPE |  |  |  | 3.001 m |  | 4 | 0 | Pass | null
381969331 | TNB | DISTRIBUTION | KUALA SELANGOR | Existing | RYB | 230/400 V |  |  | SERVICE LINE |  | 25_4C_AL_XLPE |  |  |  | 3.001 m |  | 4 | 0 | Pass | null
381969336 | TNB | DISTRIBUTION | KUALA SELANGOR | Existing | RYB | 230/400 V |  |  | SERVICE LINE |  | 25_4C_AL_XLPE |  |  |  | 3.001 m |  | 4 | 0 | Pass | null
381969341 | TNB | DISTRIBUTION | KUALA SELANGOR | Existing | RYB | 230/400 V |  |  | SERVICE LINE |  | 25_4C_AL_XLPE |  |  |  | 3.001 m |  | 4 | 0 | Pass | null
381969346 | TNB | DISTRIBUTION | KUALA SELANGOR | Existing | RYB | 230/400 V |  |  | SERVICE LINE |  | 25_4C_AL_XLPE |  |  |  | 3.001 m |  | 4 | 0 | Pass | null
381969351 | TNB | DISTRIBUTION | KUALA SELANGOR | Existing | RYB | 230/400 V |  |  | SERVICE LINE |  | 25_4C_AL_XLPE |  |  |  | 3.001 m |  | 4 | 0 | Pass | null
381969356 | TNB | DISTRIBUTION | KUALA SELANGOR | Existing | RYB | 230/400 V |  |  | SERVICE LINE |  | 25_4C_AL_XLPE |  |  |  | 3.002 m |  | 4 | 0 | Pass | null
381969361 | TNB | DISTRIBUTION | KUALA SELANGOR | Existing | RYB | 230/400 V |  |  | SERVICE LINE |  | 25_4C_AL_XLPE |  |  |  | 3.001 m |  | 4 | 0 | Pass | null
381969366 | TNB | DISTRIBUTION | KUALA SELANGOR | Existing | RYB | 230/400 V |  |  | SERVICE LINE |  | 25_4C_AL_XLPE |  |  |  | 3.001 m |  | 4 | 0 | Pass | null
381969371 | TNB | DISTRIBUTION | KUALA SELANGOR | Existing | RYB | 230/400 V |  |  | SERVICE LINE |  | 25_4C_AL_XLPE |  |  |  | 3.001 m |  | 4 | 0 | Pass | null
381969376 | TNB | DISTRIBUTION | KUALA SELANGOR | Existing | RYB | 230/400 V |  |  | SERVICE LINE |  | 25_4C_AL_XLPE |  |  |  | 3.001 m |  | 4 | 0 | Pass | null
381969381 | TNB | DISTRIBUTION | KUALA SELANGOR | Existing | RYB | 230/400 V |  |  | SERVICE LINE |  | 25_4C_AL_XLPE |  |  |  | 3.001 m |  | 4 | 0 | Pass | null
381969386 | TNB | DISTRIBUTION | KUALA SELANGOR | Existing | RYB | 230/400 V |  |  | SERVICE LINE |  | 25_4C_AL_XLPE |  |  |  | 3.000 m |  | 4 | 0 | Pass | null
381969391 | TNB | DISTRIBUTION | KUALA SELANGOR | Existing | RYB | 230/400 V |  |  | SERVICE LINE |  | 25_4C_AL_XLPE |  |  |  | 3.000 m |  | 4 | 0 | Pass | null
381969396 | TNB | DISTRIBUTION | KUALA SELANGOR | Existing | RYB | 230/400 V |  |  | SERVICE LINE |  | 25_4C_AL_XLPE |  |  |  | 3.001 m |  | 4 | 0 | Pass | null
381969401 | TNB | DISTRIBUTION | KUALA SELANGOR | Existing | RYB | 230/400 V |  |  | SERVICE LINE |  | 25_4C_AL_XLPE |  |  |  | 3.001 m |  | 4 | 0 | Pass | null
381969406 | TNB | DISTRIBUTION | KUALA SELANGOR | Existing | RYB | 230/400 V |  |  | SERVICE LINE |  | 25_4C_AL_XLPE |  |  |  | 3.001 m |  | 4 | 0 | Pass | null
381969411 | TNB | DISTRIBUTION | KUALA SELANGOR | Existing | RYB | 230/400 V |  |  | SERVICE LINE |  | 25_4C_AL_XLPE |  |  |  | 3.002 m |  | 4 | 0 | Pass | null
381969416 | TNB | DISTRIBUTION | KUALA SELANGOR | Existing | RYB | 230/400 V |  |  | SERVICE LINE |  | 25_4C_AL_XLPE |  |  |  | 3.001 m |  | 4 | 0 | Pass | null
381969421 | TNB | DISTRIBUTION | KUALA SELANGOR | Existing | RYB | 230/400 V |  |  | SERVICE LINE |  | 25_4C_AL_XLPE |  |  |  | 3.001 m |  | 4 | 0 | Pass | null
381969426 | TNB | DISTRIBUTION | KUALA SELANGOR | Existing | RYB | 230/400 V |  |  | SERVICE LINE |  | 25_4C_AL_XLPE |  |  |  | 3.000 m |  | 4 | 0 | Pass | null
381969431 | TNB | DISTRIBUTION | KUALA SELANGOR | Existing | RYB | 230/400 V |  |  | SERVICE LINE |  | 25_4C_AL_XLPE |  |  |  | 3.002 m |  | 4 | 0 | Pass | null
381969436 | TNB | DISTRIBUTION | KUALA SELANGOR | Existing | RYB | 230/400 V |  |  | SERVICE LINE |  | 25_4C_AL_XLPE |  |  |  | 3.001 m |  | 4 | 0 | Pass | null
381969441 | TNB | DISTRIBUTION | KUALA SELANGOR | Existing | RYB | 230/400 V |  |  | SERVICE LINE |  | 25_4C_AL_XLPE |  |  |  | 3.001 m |  | 4 | 0 | Pass | null
381969446 | TNB | DISTRIBUTION | KUALA SELANGOR | Existing | RYB | 230/400 V |  |  | SERVICE LINE |  | 25_4C_AL_XLPE |  |  |  | 3.001 m |  | 4 | 0 | Pass | null
381969451 | TNB | DISTRIBUTION | KUALA SELANGOR | Existing | RYB | 230/400 V |  |  | SERVICE LINE |  | 25_4C_AL_XLPE |  |  |  | 3.001 m |  | 4 | 0 | Pass | null
381969456 | TNB | DISTRIBUTION | KUALA SELANGOR | Existing | RYB | 230/400 V |  |  | SERVICE LINE |  | 25_4C_AL_XLPE |  |  |  | 3.001 m |  | 4 | 0 | Pass | null
381969461 | TNB | DISTRIBUTION | KUALA SELANGOR | Existing | RYB | 230/400 V |  |  | SERVICE LINE |  | 25_4C_AL_XLPE |  |  |  | 3.002 m |  | 4 | 0 | Pass | null
381969466 | TNB | DISTRIBUTION | KUALA SELANGOR | Existing | RYB | 230/400 V |  |  | SERVICE LINE |  | 25_4C_AL_XLPE |  |  |  | 3.000 m |  | 4 | 0 | Pass | null
381969471 | TNB | DISTRIBUTION | KUALA SELANGOR | Existing | RYB | 230/400 V |  |  | SERVICE LINE |  | 25_4C_AL_XLPE |  |  |  | 3.001 m |  | 4 | 0 | Pass | null
381969476 | TNB | DISTRIBUTION | KUALA SELANGOR | Existing | RYB | 230/400 V |  |  | SERVICE LINE |  | 25_4C_AL_XLPE |  |  |  | 3.002 m |  | 4 | 0 | Pass | null
381969481 | TNB | DISTRIBUTION | KUALA SELANGOR | Existing | RYB | 230/400 V |  |  | SERVICE LINE |  | 25_4C_AL_XLPE |  |  |  | 3.001 m |  | 4 | 0 | Pass | null
381969486 | TNB | DISTRIBUTION | KUALA SELANGOR | Existing | RYB | 230/400 V |  |  | SERVICE LINE |  | 25_4C_AL_XLPE |  |  |  | 3.002 m |  | 4 | 0 | Pass | null
381969491 | TNB | DISTRIBUTION | KUALA SELANGOR | Existing | RYB | 230/400 V |  |  | SERVICE LINE |  | 25_4C_AL_XLPE |  |  |  | 3.002 m |  | 4 | 0 | Pass | null
381969496 | TNB | DISTRIBUTION | KUALA SELANGOR | Existing | RYB | 230/400 V |  |  | SERVICE LINE |  | 25_4C_AL_XLPE |  |  |  | 3.000 m |  | 4 | 0 | Pass | null
381969501 | TNB | DISTRIBUTION | KUALA SELANGOR | Existing | RYB | 230/400 V |  |  | SERVICE LINE |  | 25_4C_AL_XLPE |  |  |  | 3.002 m |  | 4 | 0 | Pass | null
381969506 | TNB | DISTRIBUTION | KUALA SELANGOR | Existing | RYB | 230/400 V |  |  | SERVICE LINE |  | 25_4C_AL_XLPE |  |  |  | 3.001 m |  | 4 | 0 | Pass | null
381969511 | TNB | DISTRIBUTION | KUALA SELANGOR | Existing | RYB | 230/400 V |  |  | SERVICE LINE |  | 25_4C_AL_XLPE |  |  |  | 3.001 m |  | 4 | 0 | Pass | null
381969516 | TNB | DISTRIBUTION | KUALA SELANGOR | Existing | RYB | 230/400 V |  |  | SERVICE LINE |  | 25_4C_AL_XLPE |  |  |  | 3.002 m |  | 4 | 0 | Pass | null
381969521 | TNB | DISTRIBUTION | KUALA SELANGOR | Existing | RYB | 230/400 V |  |  | SERVICE LINE |  | 25_4C_AL_XLPE |  |  |  | 3.001 m |  | 4 | 0 | Pass | null
381969526 | TNB | DISTRIBUTION | KUALA SELANGOR | Existing | RYB | 230/400 V |  |  | SERVICE LINE |  | 25_4C_AL_XLPE |  |  |  | 3.002 m |  | 4 | 0 | Pass | null
381969531 | TNB | DISTRIBUTION | KUALA SELANGOR | Existing | RYB | 230/400 V |  |  | 5 FOOT WAYS |  | 25_4C_AL_XLPE |  |  |  | 10.767 m |  | 4 | 0 | Pass | null
381969536 | TNB | DISTRIBUTION | KUALA SELANGOR | Existing | RYB | 230/400 V |  |  | 5 FOOT WAYS |  | 25_4C_AL_XLPE |  |  |  | 10.831 m |  | 4 | 0 | Pass | null
381969541 | TNB | DISTRIBUTION | KUALA SELANGOR | Existing | RYB | 230/400 V |  |  | 5 FOOT WAYS |  | 25_4C_AL_XLPE |  |  |  | 11.783 m |  | 4 | 0 | Pass | null
381969546 | TNB | DISTRIBUTION | KUALA SELANGOR | Existing | RYB | 230/400 V |  |  | 5 FOOT WAYS |  | 25_4C_AL_XLPE |  |  |  | 12.177 m |  | 4 | 0 | Pass | null
381969551 | TNB | DISTRIBUTION | KUALA SELANGOR | Existing | RYB | 230/400 V |  |  | 5 FOOT WAYS |  | 25_4C_AL_XLPE |  |  |  | 9.462 m |  | 4 | 0 | Pass | null
381969556 | TNB | DISTRIBUTION | KUALA SELANGOR | Existing | RYB | 230/400 V |  |  | 5 FOOT WAYS |  | 25_4C_AL_XLPE |  |  |  | 11.832 m |  | 4 | 0 | Pass | null
381969561 | TNB | DISTRIBUTION | KUALA SELANGOR | Existing | RYB | 230/400 V |  |  | 5 FOOT WAYS |  | 25_4C_AL_XLPE |  |  |  | 12.208 m |  | 4 | 0 | Pass | null
381969566 | TNB | DISTRIBUTION | KUALA SELANGOR | Existing | RYB | 230/400 V |  |  | 5 FOOT WAYS |  | 25_4C_AL_XLPE |  |  |  | 14.470 m |  | 4 | 0 | Pass | null
381969571 | TNB | DISTRIBUTION | KUALA SELANGOR | Existing | RYB | 230/400 V |  |  | 5 FOOT WAYS |  | 25_4C_AL_XLPE |  |  |  | 10.324 m |  | 4 | 0 | Pass | null
381969576 | TNB | DISTRIBUTION | KUALA SELANGOR | Existing | RYB | 230/400 V |  |  | 5 FOOT WAYS |  | 25_4C_AL_XLPE |  |  |  | 9.040 m |  | 4 | 0 | Pass | null
381969581 | TNB | DISTRIBUTION | KUALA SELANGOR | Existing | RYB | 230/400 V |  |  | 5 FOOT WAYS |  | 25_4C_AL_XLPE |  |  |  | 14.457 m |  | 4 | 0 | Pass | null
381969586 | TNB | DISTRIBUTION | KUALA SELANGOR | Existing | RYB | 230/400 V |  |  | 5 FOOT WAYS |  | 25_4C_AL_XLPE |  |  |  | 9.538 m |  | 4 | 0 | Pass | null
381969591 | TNB | DISTRIBUTION | KUALA SELANGOR | Existing | RYB | 230/400 V |  |  | 5 FOOT WAYS |  | 25_4C_AL_XLPE |  |  |  | 8.296 m |  | 4 | 0 | Pass | null
381969596 | TNB | DISTRIBUTION | KUALA SELANGOR | Existing | RYB | 230/400 V |  |  | 5 FOOT WAYS |  | 25_4C_AL_XLPE |  |  |  | 15.251 m |  | 4 | 0 | Pass | null
381969601 | TNB | DISTRIBUTION | KUALA SELANGOR | Existing | RYB | 230/400 V |  |  | 5 FOOT WAYS |  | 25_4C_AL_XLPE |  |  |  | 19.476 m |  | 4 | 0 | Pass | null
381969606 | TNB | DISTRIBUTION | KUALA SELANGOR | Existing | RYB | 230/400 V |  |  | 5 FOOT WAYS |  | 25_4C_AL_XLPE |  |  |  | 11.460 m |  | 4 | 0 | Pass | null
381969611 | TNB | DISTRIBUTION | KUALA SELANGOR | Existing | RYB | 230/400 V |  |  | 5 FOOT WAYS |  | 25_4C_AL_XLPE |  |  |  | 10.488 m |  | 4 | 0 | Pass | null
381969616 | TNB | DISTRIBUTION | KUALA SELANGOR | Existing | RYB | 230/400 V |  |  | 5 FOOT WAYS |  | 25_4C_AL_XLPE |  |  |  | 8.270 m |  | 4 | 0 | Pass | null
381969621 | TNB | DISTRIBUTION | KUALA SELANGOR | Existing | RYB | 230/400 V |  |  | 5 FOOT WAYS |  | 25_4C_AL_XLPE |  |  |  | 17.644 m |  | 4 | 0 | Pass | null
381969626 | TNB | DISTRIBUTION | KUALA SELANGOR | Existing | RYB | 230/400 V |  |  | 5 FOOT WAYS |  | 25_4C_AL_XLPE |  |  |  | 10.557 m |  | 4 | 0 | Pass | null
381969631 | TNB | DISTRIBUTION | KUALA SELANGOR | Existing | RYB | 230/400 V |  |  | 5 FOOT WAYS |  | 25_4C_AL_XLPE |  |  |  | 7.384 m |  | 4 | 0 | Pass | null
381969636 | TNB | DISTRIBUTION | KUALA SELANGOR | Existing | RYB | 230/400 V |  |  | 5 FOOT WAYS |  | 25_4C_AL_XLPE |  |  |  | 13.586 m |  | 4 | 0 | Pass | null
381969641 | TNB | DISTRIBUTION | KUALA SELANGOR | Existing | RYB | 230/400 V |  |  | 5 FOOT WAYS |  | 25_4C_AL_XLPE |  |  |  | 11.814 m |  | 4 | 0 | Pass | null
381969646 | TNB | DISTRIBUTION | KUALA SELANGOR | Existing | RYB | 230/400 V |  |  | 5 FOOT WAYS |  | 25_4C_AL_XLPE |  |  |  | 8.065 m |  | 4 | 0 | Pass | null
381969651 | TNB | DISTRIBUTION | KUALA SELANGOR | Existing | RYB | 230/400 V |  |  | 5 FOOT WAYS |  | 25_4C_AL_XLPE |  |  |  | 16.447 m |  | 4 | 0 | Pass | null
381969656 | TNB | DISTRIBUTION | KUALA SELANGOR | Existing | RYB | 230/400 V |  |  | 5 FOOT WAYS |  | 25_4C_AL_XLPE |  |  |  | 15.182 m |  | 4 | 0 | Pass | null
381969661 | TNB | DISTRIBUTION | KUALA SELANGOR | Existing | RYB | 230/400 V |  |  | 5 FOOT WAYS |  | 25_4C_AL_XLPE |  |  |  | 9.779 m |  | 4 | 0 | Pass | null
381969666 | TNB | DISTRIBUTION | KUALA SELANGOR | Existing | RYB | 230/400 V |  |  | 5 FOOT WAYS |  | 25_4C_AL_XLPE |  |  |  | 19.226 m |  | 4 | 0 | Pass | null
381969671 | TNB | DISTRIBUTION | KUALA SELANGOR | Existing | RYB | 230/400 V |  |  | 5 FOOT WAYS |  | 25_4C_AL_XLPE |  |  |  | 9.254 m |  | 4 | 0 | Pass | null
381969676 | TNB | DISTRIBUTION | KUALA SELANGOR | Existing | RYB | 230/400 V |  |  | 5 FOOT WAYS |  | 25_4C_AL_XLPE |  |  |  | 10.635 m |  | 4 | 0 | Pass | null
381969681 | TNB | DISTRIBUTION | KUALA SELANGOR | Existing | RYB | 230/400 V |  |  | 5 FOOT WAYS |  | 25_4C_AL_XLPE |  |  |  | 15.010 m |  | 4 | 0 | Pass | null
381969686 | TNB | DISTRIBUTION | KUALA SELANGOR | Existing | RYB | 230/400 V |  |  | 5 FOOT WAYS |  | 25_4C_AL_XLPE |  |  |  | 11.567 m |  | 4 | 0 | Pass | null
381969691 | TNB | DISTRIBUTION | KUALA SELANGOR | Existing | RYB | 230/400 V |  |  | 5 FOOT WAYS |  | 25_4C_AL_XLPE |  |  |  | 11.982 m |  | 4 | 0 | Pass | null
381969696 | TNB | DISTRIBUTION | KUALA SELANGOR | Existing | RYB | 230/400 V |  |  | 5 FOOT WAYS |  | 25_4C_AL_XLPE |  |  |  | 13.422 m |  | 4 | 0 | Pass | null
381969701 | TNB | DISTRIBUTION | KUALA SELANGOR | Existing | RYB | 230/400 V |  |  | 5 FOOT WAYS |  | 25_4C_AL_XLPE |  |  |  | 9.526 m |  | 4 | 0 | Pass | null
381969706 | TNB | DISTRIBUTION | KUALA SELANGOR | Existing | RYB | 230/400 V |  |  | 5 FOOT WAYS |  | 25_4C_AL_XLPE |  |  |  | 15.580 m |  | 4 | 0 | Pass | null
381969711 | TNB | DISTRIBUTION | KUALA SELANGOR | Existing | RYB | 230/400 V |  |  | 5 FOOT WAYS |  | 25_4C_AL_XLPE |  |  |  | 8.807 m |  | 4 | 0 | Pass | null
381969716 | TNB | DISTRIBUTION | KUALA SELANGOR | Existing | RYB | 230/400 V |  |  | 5 FOOT WAYS |  | 25_4C_AL_XLPE |  |  |  | 14.680 m |  | 4 | 0 | Pass | null
381969721 | TNB | DISTRIBUTION | KUALA SELANGOR | Existing | RYB | 230/400 V |  |  | 5 FOOT WAYS |  | 25_4C_AL_XLPE |  |  |  | 12.882 m |  | 4 | 0 | Pass | null
381969726 | TNB | DISTRIBUTION | KUALA SELANGOR | Existing | RYB | 230/400 V |  |  | 5 FOOT WAYS |  | 25_4C_AL_XLPE |  |  |  | 12.164 m |  | 4 | 0 | Pass | null
381969731 | TNB | DISTRIBUTION | KUALA SELANGOR | Existing | RYB | 230/400 V |  |  | 5 FOOT WAYS |  | 25_4C_AL_XLPE |  |  |  | 11.744 m |  | 4 | 0 | Pass | null
381969736 | TNB | DISTRIBUTION | KUALA SELANGOR | Existing | RYB | 230/400 V |  |  | 5 FOOT WAYS |  | 25_4C_AL_XLPE |  |  |  | 10.211 m |  | 4 | 0 | Pass | null
381969741 | TNB | DISTRIBUTION | KUALA SELANGOR | Existing | RYB | 230/400 V |  |  | 5 FOOT WAYS |  | 25_4C_AL_XLPE |  |  |  | 14.665 m |  | 4 | 0 | Pass | null
381969746 | TNB | DISTRIBUTION | KUALA SELANGOR | Existing | RYB | 230/400 V |  |  | 5 FOOT WAYS |  | 25_4C_AL_XLPE |  |  |  | 9.262 m |  | 4 | 0 | Pass | null
381969751 | TNB | DISTRIBUTION | KUALA SELANGOR | Existing | RYB | 230/400 V |  |  | 5 FOOT WAYS |  | 25_4C_AL_XLPE |  |  |  | 15.736 m |  | 4 | 0 | Pass | null
381969756 | TNB | DISTRIBUTION | KUALA SELANGOR | Existing | RYB | 230/400 V |  |  | 5 FOOT WAYS |  | 25_4C_AL_XLPE |  |  |  | 7.732 m |  | 4 | 0 | Pass | null
381969761 | TNB | DISTRIBUTION | KUALA SELANGOR | Existing | RYB | 230/400 V |  |  | 5 FOOT WAYS |  | 25_4C_AL_XLPE |  |  |  | 18.392 m |  | 4 | 0 | Pass | null
381969766 | TNB | DISTRIBUTION | KUALA SELANGOR | Existing | RYB | 230/400 V |  |  | 5 FOOT WAYS |  | 25_4C_AL_XLPE |  |  |  | 7.379 m |  | 4 | 0 | Pass | null
381969771 | TNB | DISTRIBUTION | KUALA SELANGOR | Existing | RYB | 230/400 V |  |  | 5 FOOT WAYS |  | 25_4C_AL_XLPE |  |  |  | 5.838 m |  | 4 | 0 | Pass | null
381969776 | TNB | DISTRIBUTION | KUALA SELANGOR | Existing | RYB | 230/400 V |  |  | 5 FOOT WAYS |  | 25_4C_AL_XLPE |  |  |  | 23.543 m |  | 4 | 0 | Pass | null
381969781 | TNB | DISTRIBUTION | KUALA SELANGOR | Existing | RYB | 230/400 V |  |  | 5 FOOT WAYS |  | 25_4C_AL_XLPE |  |  |  | 7.574 m |  | 4 | 0 | Pass | null
381969786 | TNB | DISTRIBUTION | KUALA SELANGOR | Existing | RYB | 230/400 V |  |  | 5 FOOT WAYS |  | 25_4C_AL_XLPE |  |  |  | 5.909 m |  | 4 | 0 | Pass | null
381969791 | TNB | DISTRIBUTION | KUALA SELANGOR | Existing | RYB | 230/400 V |  |  | 5 FOOT WAYS |  | 25_4C_AL_XLPE |  |  |  | 23.962 m |  | 4 | 0 | Pass | null
381969796 | TNB | DISTRIBUTION | KUALA SELANGOR | Existing | RYB | 230/400 V |  |  | 5 FOOT WAYS |  | 25_4C_AL_XLPE |  |  |  | 6.844 m |  | 4 | 0 | Pass | null
381969801 | TNB | DISTRIBUTION | KUALA SELANGOR | Existing | RYB | 230/400 V |  |  | 5 FOOT WAYS |  | 25_4C_AL_XLPE |  |  |  | 13.723 m |  | 4 | 0 | Pass | null
381969806 | TNB | DISTRIBUTION | KUALA SELANGOR | Existing | RYB | 230/400 V |  |  | 5 FOOT WAYS |  | 25_4C_AL_XLPE |  |  |  | 15.160 m |  | 4 | 0 | Pass | null
381969811 | TNB | DISTRIBUTION | KUALA SELANGOR | Existing | RYB | 230/400 V |  |  | 5 FOOT WAYS |  | 25_4C_AL_XLPE |  |  |  | 7.679 m |  | 4 | 0 | Pass | null
381969816 | TNB | DISTRIBUTION | KUALA SELANGOR | Existing | RYB | 230/400 V |  |  | 5 FOOT WAYS |  | 25_4C_AL_XLPE |  |  |  | 10.042 m |  | 4 | 0 | Pass | null
381969821 | TNB | DISTRIBUTION | KUALA SELANGOR | Existing | RYB | 230/400 V |  |  | 5 FOOT WAYS |  | 25_4C_AL_XLPE |  |  |  | 17.284 m |  | 4 | 0 | Pass | null
381969826 | TNB | DISTRIBUTION | KUALA SELANGOR | Existing | RYB | 230/400 V |  |  | 5 FOOT WAYS |  | 25_4C_AL_XLPE |  |  |  | 10.029 m |  | 4 | 0 | Pass | null
381969831 | TNB | DISTRIBUTION | KUALA SELANGOR | Existing | RYB | 230/400 V |  |  | 5 FOOT WAYS |  | 25_4C_AL_XLPE |  |  |  | 27.832 m |  | 4 | 0 | Pass | null
381969836 | TNB | DISTRIBUTION | KUALA SELANGOR | Existing | RYB | 230/400 V |  |  | 5 FOOT WAYS |  | 25_4C_AL_XLPE |  |  |  | 17.007 m |  | 4 | 0 | Pass | null
381969841 | TNB | DISTRIBUTION | KUALA SELANGOR | Existing | RYB | 230/400 V |  |  | 5 FOOT WAYS |  | 25_4C_AL_XLPE |  |  |  | 9.449 m |  | 4 | 0 | Pass | null
381969846 | TNB | DISTRIBUTION | KUALA SELANGOR | Existing | RYB | 230/400 V |  |  | 5 FOOT WAYS |  | 25_4C_AL_XLPE |  |  |  | 8.602 m |  | 4 | 0 | Pass | null
381969851 | TNB | DISTRIBUTION | KUALA SELANGOR | Existing | RYB | 230/400 V |  |  | 5 FOOT WAYS |  | 25_4C_AL_XLPE |  |  |  | 11.102 m |  | 4 | 0 | Pass | null
381969856 | TNB | DISTRIBUTION | KUALA SELANGOR | Existing | RYB | 230/400 V |  |  | 5 FOOT WAYS |  | 25_4C_AL_XLPE |  |  |  | 16.500 m |  | 4 | 0 | Pass | null
381969861 | TNB | DISTRIBUTION | KUALA SELANGOR | Existing | RYB | 230/400 V |  |  | 5 FOOT WAYS |  | 25_4C_AL_XLPE |  |  |  | 8.921 m |  | 4 | 0 | Pass | null
381969866 | TNB | DISTRIBUTION | KUALA SELANGOR | Existing | RYB | 230/400 V |  |  | 5 FOOT WAYS |  | 25_4C_AL_XLPE |  |  |  | 8.559 m |  | 4 | 0 | Pass | null
381969871 | TNB | DISTRIBUTION | KUALA SELANGOR | Existing | RYB | 230/400 V |  |  | LV LINE |  | 185_4C_AL_XLPE |  |  |  | 179.850 m |  | 4 | 0 | Pass | null
381969876 | TNB | DISTRIBUTION | KUALA SELANGOR | Existing | RYB | 230/400 V |  |  | LV LINE |  | 185_4C_AL_XLPE |  |  |  | 226.803 m |  | 4 | 0 | Pass | null
381969881 | TNB | DISTRIBUTION | KUALA SELANGOR | Existing | RYB | 230/400 V |  |  | LV LINE |  | 185_4C_AL_XLPE |  |  |  | 224.461 m |  | 4 | 0 | Pass | null
381969886 | TNB | DISTRIBUTION | KUALA SELANGOR | Existing | RYB | 230/400 V |  |  | SERVICE LINE |  | 25_4C_AL_XLPE |  |  |  | 3.001 m |  | 4 | 0 | Pass | null
381969891 | TNB | DISTRIBUTION | KUALA SELANGOR | Existing | RYB | 230/400 V |  |  | SERVICE LINE |  | 25_4C_AL_XLPE |  |  |  | 3.001 m |  | 4 | 0 | Pass | null
381969896 | TNB | DISTRIBUTION | KUALA SELANGOR | Existing | RYB | 230/400 V |  |  | SERVICE LINE |  | 25_4C_AL_XLPE |  |  |  | 3.003 m |  | 4 | 0 | Pass | null
381969901 | TNB | DISTRIBUTION | KUALA SELANGOR | Existing | RYB | 230/400 V |  |  | SERVICE LINE |  | 25_4C_AL_XLPE |  |  |  | 3.001 m |  | 4 | 0 | Pass | null
381969906 | TNB | DISTRIBUTION | KUALA SELANGOR | Existing | RYB | 230/400 V |  |  | SERVICE LINE |  | 25_4C_AL_XLPE |  |  |  | 3.001 m |  | 4 | 0 | Pass | null
381969911 | TNB | DISTRIBUTION | KUALA SELANGOR | Existing | RYB | 230/400 V |  |  | SERVICE LINE |  | 25_4C_AL_XLPE |  |  |  | 3.001 m |  | 4 | 0 | Pass | null
381969916 | TNB | DISTRIBUTION | KUALA SELANGOR | Existing | RYB | 230/400 V |  |  | SERVICE LINE |  | 25_4C_AL_XLPE |  |  |  | 3.001 m |  | 4 | 0 | Pass | null
381969921 | TNB | DISTRIBUTION | KUALA SELANGOR | Existing | RYB | 230/400 V |  |  | SERVICE LINE |  | 25_4C_AL_XLPE |  |  |  | 3.001 m |  | 4 | 0 | Pass | null
381969926 | TNB | DISTRIBUTION | KUALA SELANGOR | Existing | RYB | 230/400 V |  |  | 5 FOOT WAYS |  | 25_4C_AL_XLPE |  |  |  | 6.163 m |  | 4 | 0 | Pass | null
381969931 | TNB | DISTRIBUTION | KUALA SELANGOR | Existing | RYB | 230/400 V |  |  | 5 FOOT WAYS |  | 25_4C_AL_XLPE |  |  |  | 23.389 m |  | 4 | 0 | Pass | null
381969936 | TNB | DISTRIBUTION | KUALA SELANGOR | Existing | RYB | 230/400 V |  |  | 5 FOOT WAYS |  | 25_4C_AL_XLPE |  |  |  | 5.474 m |  | 4 | 0 | Pass | null
381969941 | TNB | DISTRIBUTION | KUALA SELANGOR | Existing | RYB | 230/400 V |  |  | SERVICE LINE |  | 25_4C_AL_XLPE |  |  |  | 3.001 m |  | 4 | 0 | Pass | null
381969946 | TNB | DISTRIBUTION | KUALA SELANGOR | Existing | RYB | 230/400 V |  |  | SERVICE LINE |  | 25_4C_AL_XLPE |  |  |  | 2.963 m |  | 4 | 0 | Pass | null
381969951 | TNB | DISTRIBUTION | KUALA SELANGOR | Existing | RYB | 230/400 V |  |  | SERVICE LINE |  | 25_4C_AL_XLPE |  |  |  | 2.966 m |  | 4 | 0 | Pass | null
381969956 | TNB | DISTRIBUTION | KUALA SELANGOR | Existing | RYB | 230/400 V |  |  | SERVICE LINE |  | 25_4C_AL_XLPE |  |  |  | 3.000 m |  | 4 | 0 | Pass | null
381969961 | TNB | DISTRIBUTION | KUALA SELANGOR | Existing | RYB | 230/400 V |  |  | SERVICE LINE |  | 25_4C_AL_XLPE |  |  |  | 3.015 m |  | 4 | 0 | Pass | null
381969966 | TNB | DISTRIBUTION | KUALA SELANGOR | Existing | RYB | 230/400 V |  |  | SERVICE LINE |  | 25_4C_AL_XLPE |  |  |  | 2.765 m |  | 4 | 0 | Pass | null
381969971 | TNB | DISTRIBUTION | KUALA SELANGOR | Existing | RYB | 230/400 V |  |  | SERVICE LINE |  | 25_4C_AL_XLPE |  |  |  | 2.881 m |  | 4 | 0 | Pass | null
381969976 | TNB | DISTRIBUTION | KUALA SELANGOR | Existing | RYB | 230/400 V |  |  | SERVICE LINE |  | 25_4C_AL_XLPE |  |  |  | 3.000 m |  | 4 | 0 | Pass | null
381969981 | TNB | DISTRIBUTION | KUALA SELANGOR | Existing | RYB | 230/400 V |  |  | 5 FOOT WAYS |  | 25_4C_AL_XLPE |  |  |  | 9.940 m |  | 4 | 0 | Pass | null
381969986 | TNB | DISTRIBUTION | KUALA SELANGOR | Existing | RYB | 230/400 V |  |  | 5 FOOT WAYS |  | 25_4C_AL_XLPE |  |  |  | 6.527 m |  | 4 | 0 | Pass | null
381969991 | TNB | DISTRIBUTION | KUALA SELANGOR | Existing | RYB | 230/400 V |  |  | 5 FOOT WAYS |  | 25_4C_AL_XLPE |  |  |  | 22.923 m |  | 4 | 0 | Pass | null
381969996 | TNB | DISTRIBUTION | KUALA SELANGOR | Existing | RYB | 230/400 V |  |  | SERVICE LINE |  | 25_4C_AL_XLPE |  |  |  | 3.001 m |  | 4 | 0 | Pass | null
381970001 | TNB | DISTRIBUTION | KUALA SELANGOR | Existing | RYB | 230/400 V |  |  | SERVICE LINE |  | 25_4C_AL_XLPE |  |  |  | 3.002 m |  | 4 | 0 | Pass | null
381970006 | TNB | DISTRIBUTION | KUALA SELANGOR | Existing | RYB | 230/400 V |  |  | SERVICE LINE |  | 25_4C_AL_XLPE |  |  |  | 3.002 m |  | 4 | 0 | Pass | null
381970011 | TNB | DISTRIBUTION | KUALA SELANGOR | Existing | RYB | 230/400 V |  |  | SERVICE LINE |  | 25_4C_AL_XLPE |  |  |  | 3.161 m |  | 4 | 0 | Pass | null
381970016 | TNB | DISTRIBUTION | KUALA SELANGOR | Existing | RYB | 230/400 V |  |  | SERVICE LINE |  | 25_4C_AL_XLPE |  |  |  | 3.013 m |  | 4 | 0 | Pass | null
381970021 | TNB | DISTRIBUTION | KUALA SELANGOR | Existing | RYB | 230/400 V |  |  | SERVICE LINE |  | 25_4C_AL_XLPE |  |  |  | 3.082 m |  | 4 | 0 | Pass | null
381970026 | TNB | DISTRIBUTION | KUALA SELANGOR | Existing | RYB | 230/400 V |  |  | SERVICE LINE |  | 25_4C_AL_XLPE |  |  |  | 3.001 m |  | 4 | 0 | Pass | null
381970031 | TNB | DISTRIBUTION | KUALA SELANGOR | Existing | RYB | 230/400 V |  |  | SERVICE LINE |  | 25_4C_AL_XLPE |  |  |  | 3.001 m |  | 4 | 0 | Pass | null
381970036 | TNB | DISTRIBUTION | KUALA SELANGOR | Existing | RYB | 230/400 V |  |  | 5 FOOT WAYS |  | 25_4C_AL_XLPE |  |  |  | 5.807 m |  | 4 | 0 | Pass | null
381970041 | TNB | DISTRIBUTION | KUALA SELANGOR | Existing | RYB | 230/400 V |  |  | 5 FOOT WAYS |  | 25_4C_AL_XLPE |  |  |  | 23.939 m |  | 4 | 0 | Pass | null
381970046 | TNB | DISTRIBUTION | KUALA SELANGOR | Existing | RYB | 230/400 V |  |  | 5 FOOT WAYS |  | 25_4C_AL_XLPE |  |  |  | 4.098 m |  | 4 | 0 | Pass | null
381970051 | TNB | DISTRIBUTION | KUALA SELANGOR | Existing | RYB | 230/400 V |  |  | SERVICE LINE |  | 25_4C_AL_XLPE |  |  |  | 3.001 m |  | 4 | 0 | Pass | null
381970056 | TNB | DISTRIBUTION | KUALA SELANGOR | Existing | RYB | 230/400 V |  |  | SERVICE LINE |  | 25_4C_AL_XLPE |  |  |  | 3.002 m |  | 4 | 0 | Pass | null
381970061 | TNB | DISTRIBUTION | KUALA SELANGOR | Existing | RYB | 230/400 V |  |  | SERVICE LINE |  | 25_4C_AL_XLPE |  |  |  | 3.001 m |  | 4 | 0 | Pass | null
381970066 | TNB | DISTRIBUTION | KUALA SELANGOR | Existing | RYB | 230/400 V |  |  | SERVICE LINE |  | 25_4C_AL_XLPE |  |  |  | 3.001 m |  | 4 | 0 | Pass | null
381970071 | TNB | DISTRIBUTION | KUALA SELANGOR | Existing | RYB | 230/400 V |  |  | SERVICE LINE |  | 25_4C_AL_XLPE |  |  |  | 3.001 m |  | 4 | 0 | Pass | null
381970076 | TNB | DISTRIBUTION | KUALA SELANGOR | Existing | RYB | 230/400 V |  |  | SERVICE LINE |  | 25_4C_AL_XLPE |  |  |  | 3.002 m |  | 4 | 0 | Pass | null
381970081 | TNB | DISTRIBUTION | KUALA SELANGOR | Existing | RYB | 230/400 V |  |  | SERVICE LINE |  | 25_4C_AL_XLPE |  |  |  | 3.001 m |  | 4 | 0 | Pass | null
381970086 | TNB | DISTRIBUTION | KUALA SELANGOR | Existing | RYB | 230/400 V |  |  | SERVICE LINE |  | 25_4C_AL_XLPE |  |  |  | 3.001 m |  | 4 | 0 | Pass | null
381970091 | TNB | DISTRIBUTION | KUALA SELANGOR | Existing | RYB | 230/400 V |  |  | 5 FOOT WAYS |  | 25_4C_AL_XLPE |  |  |  | 4.540 m |  | 4 | 0 | Pass | null
381970096 | TNB | DISTRIBUTION | KUALA SELANGOR | Existing | RYB | 230/400 V |  |  | 5 FOOT WAYS |  | 25_4C_AL_XLPE |  |  |  | 21.263 m |  | 4 | 0 | Pass | null
381970101 | TNB | DISTRIBUTION | KUALA SELANGOR | Existing | RYB | 230/400 V |  |  | 5 FOOT WAYS |  | 25_4C_AL_XLPE |  |  |  | 12.046 m |  | 4 | 0 | Pass | null
381970106 | TNB | DISTRIBUTION | KUALA SELANGOR | Existing | RYB | 230/400 V |  |  | SERVICE LINE |  | 25_4C_AL_XLPE |  |  |  | 3.001 m |  | 4 | 0 | Pass | null
381970111 | TNB | DISTRIBUTION | KUALA SELANGOR | Existing | RYB | 230/400 V |  |  | SERVICE LINE |  | 25_4C_AL_XLPE |  |  |  | 3.001 m |  | 4 | 0 | Pass | null
381970116 | TNB | DISTRIBUTION | KUALA SELANGOR | Existing | RYB | 230/400 V |  |  | SERVICE LINE |  | 25_4C_AL_XLPE |  |  |  | 3.001 m |  | 4 | 0 | Pass | null
381970121 | TNB | DISTRIBUTION | KUALA SELANGOR | Existing | RYB | 230/400 V |  |  | SERVICE LINE |  | 25_4C_AL_XLPE |  |  |  | 3.001 m |  | 4 | 0 | Pass | null
381970126 | TNB | DISTRIBUTION | KUALA SELANGOR | Existing | RYB | 230/400 V |  |  | SERVICE LINE |  | 25_4C_AL_XLPE |  |  |  | 3.001 m |  | 4 | 0 | Pass | null
381970131 | TNB | DISTRIBUTION | KUALA SELANGOR | Existing | RYB | 230/400 V |  |  | SERVICE LINE |  | 25_4C_AL_XLPE |  |  |  | 3.002 m |  | 4 | 0 | Pass | null
381970136 | TNB | DISTRIBUTION | KUALA SELANGOR | Existing | RYB | 230/400 V |  |  | SERVICE LINE |  | 25_4C_AL_XLPE |  |  |  | 3.001 m |  | 4 | 0 | Pass | null
381970141 | TNB | DISTRIBUTION | KUALA SELANGOR | Existing | RYB | 230/400 V |  |  | SERVICE LINE |  | 25_4C_AL_XLPE |  |  |  | 3.001 m |  | 4 | 0 | Pass | null
381970146 | TNB | DISTRIBUTION | KUALA SELANGOR | Existing | RYB | 230/400 V |  |  | 5 FOOT WAYS |  | 25_4C_AL_XLPE |  |  |  | 7.986 m |  | 4 | 0 | Pass | null
381970151 | TNB | DISTRIBUTION | KUALA SELANGOR | Existing | RYB | 230/400 V |  |  | 5 FOOT WAYS |  | 25_4C_AL_XLPE |  |  |  | 21.856 m |  | 4 | 0 | Pass | null
381970156 | TNB | DISTRIBUTION | KUALA SELANGOR | Existing | RYB | 230/400 V |  |  | 5 FOOT WAYS |  | 25_4C_AL_XLPE |  |  |  | 6.704 m |  | 4 | 0 | Pass | null
381970161 | TNB | DISTRIBUTION | KUALA SELANGOR | Existing | RYB | 230/400 V |  |  | SERVICE LINE |  | 25_4C_AL_XLPE |  |  |  | 3.001 m |  | 4 | 0 | Pass | null
381970166 | TNB | DISTRIBUTION | KUALA SELANGOR | Existing | RYB | 230/400 V |  |  | SERVICE LINE |  | 25_4C_AL_XLPE |  |  |  | 2.737 m |  | 4 | 0 | Pass | null
381970171 | TNB | DISTRIBUTION | KUALA SELANGOR | Existing | RYB | 230/400 V |  |  | SERVICE LINE |  | 25_4C_AL_XLPE |  |  |  | 3.002 m |  | 4 | 0 | Pass | null
381970176 | TNB | DISTRIBUTION | KUALA SELANGOR | Existing | RYB | 230/400 V |  |  | SERVICE LINE |  | 25_4C_AL_XLPE |  |  |  | 3.001 m |  | 4 | 0 | Pass | null
381970181 | TNB | DISTRIBUTION | KUALA SELANGOR | Existing | RYB | 230/400 V |  |  | SERVICE LINE |  | 25_4C_AL_XLPE |  |  |  | 3.001 m |  | 4 | 0 | Pass | null
381970186 | TNB | DISTRIBUTION | KUALA SELANGOR | Existing | RYB | 230/400 V |  |  | SERVICE LINE |  | 25_4C_AL_XLPE |  |  |  | 3.001 m |  | 4 | 0 | Pass | null
381970191 | TNB | DISTRIBUTION | KUALA SELANGOR | Existing | RYB | 230/400 V |  |  | SERVICE LINE |  | 25_4C_AL_XLPE |  |  |  | 3.000 m |  | 4 | 0 | Pass | null
381970196 | TNB | DISTRIBUTION | KUALA SELANGOR | Existing | RYB | 230/400 V |  |  | SERVICE LINE |  | 25_4C_AL_XLPE |  |  |  | 3.002 m |  | 4 | 0 | Pass | null
381970201 | TNB | DISTRIBUTION | KUALA SELANGOR | Existing | RYB | 230/400 V |  |  | 5 FOOT WAYS |  | 25_4C_AL_XLPE |  |  |  | 4.917 m |  | 4 | 0 | Pass | null
381970206 | TNB | DISTRIBUTION | KUALA SELANGOR | Existing | RYB | 230/400 V |  |  | 5 FOOT WAYS |  | 25_4C_AL_XLPE |  |  |  | 23.860 m |  | 4 | 0 | Pass | null
381970211 | TNB | DISTRIBUTION | KUALA SELANGOR | Existing | RYB | 230/400 V |  |  | 5 FOOT WAYS |  | 25_4C_AL_XLPE |  |  |  | 6.534 m |  | 4 | 0 | Pass | null
381970216 | TNB | DISTRIBUTION | KUALA SELANGOR | Existing | RYB | 230/400 V |  |  | SERVICE LINE |  | 25_4C_AL_XLPE |  |  |  | 3.002 m |  | 4 | 0 | Pass | null
381970221 | TNB | DISTRIBUTION | KUALA SELANGOR | Existing | RYB | 230/400 V |  |  | SERVICE LINE |  | 25_4C_AL_XLPE |  |  |  | 3.001 m |  | 4 | 0 | Pass | null
381970226 | TNB | DISTRIBUTION | KUALA SELANGOR | Existing | RYB | 230/400 V |  |  | SERVICE LINE |  | 25_4C_AL_XLPE |  |  |  | 3.002 m |  | 4 | 0 | Pass | null
381970231 | TNB | DISTRIBUTION | KUALA SELANGOR | Existing | RYB | 230/400 V |  |  | SERVICE LINE |  | 25_4C_AL_XLPE |  |  |  | 3.001 m |  | 4 | 0 | Pass | null
381970236 | TNB | DISTRIBUTION | KUALA SELANGOR | Existing | RYB | 230/400 V |  |  | SERVICE LINE |  | 25_4C_AL_XLPE |  |  |  | 3.002 m |  | 4 | 0 | Pass | null
381970241 | TNB | DISTRIBUTION | KUALA SELANGOR | Existing | RYB | 230/400 V |  |  | SERVICE LINE |  | 25_4C_AL_XLPE |  |  |  | 3.002 m |  | 4 | 0 | Pass | null
381970246 | TNB | DISTRIBUTION | KUALA SELANGOR | Existing | RYB | 230/400 V |  |  | SERVICE LINE |  | 25_4C_AL_XLPE |  |  |  | 3.001 m |  | 4 | 0 | Pass | null
381970251 | TNB | DISTRIBUTION | KUALA SELANGOR | Existing | RYB | 230/400 V |  |  | SERVICE LINE |  | 25_4C_AL_XLPE |  |  |  | 3.002 m |  | 4 | 0 | Pass | null
381970256 | TNB | DISTRIBUTION | KUALA SELANGOR | Existing | RYB | 230/400 V |  |  | 5 FOOT WAYS |  | 25_4C_AL_XLPE |  |  |  | 15.977 m |  | 4 | 0 | Pass | null
381970261 | TNB | DISTRIBUTION | KUALA SELANGOR | Existing | RYB | 230/400 V |  |  | 5 FOOT WAYS |  | 25_4C_AL_XLPE |  |  |  | 5.382 m |  | 4 | 0 | Pass | null
381970266 | TNB | DISTRIBUTION | KUALA SELANGOR | Existing | RYB | 230/400 V |  |  | 5 FOOT WAYS |  | 25_4C_AL_XLPE |  |  |  | 25.122 m |  | 4 | 0 | Pass | null
381970271 | TNB | DISTRIBUTION | KUALA SELANGOR | Existing | RYB | 230/400 V |  |  | SERVICE LINE |  | 25_4C_AL_XLPE |  |  |  | 3.001 m |  | 4 | 0 | Pass | null
381970276 | TNB | DISTRIBUTION | KUALA SELANGOR | Existing | RYB | 230/400 V |  |  | SERVICE LINE |  | 25_4C_AL_XLPE |  |  |  | 3.001 m |  | 4 | 0 | Pass | null
381970281 | TNB | DISTRIBUTION | KUALA SELANGOR | Existing | RYB | 230/400 V |  |  | SERVICE LINE |  | 25_4C_AL_XLPE |  |  |  | 3.002 m |  | 4 | 0 | Pass | null
381970286 | TNB | DISTRIBUTION | KUALA SELANGOR | Existing | RYB | 230/400 V |  |  | SERVICE LINE |  | 25_4C_AL_XLPE |  |  |  | 3.000 m |  | 4 | 0 | Pass | null
381970291 | TNB | DISTRIBUTION | KUALA SELANGOR | Existing | RYB | 230/400 V |  |  | SERVICE LINE |  | 25_4C_AL_XLPE |  |  |  | 3.001 m |  | 4 | 0 | Pass | null
381970296 | TNB | DISTRIBUTION | KUALA SELANGOR | Existing | RYB | 230/400 V |  |  | SERVICE LINE |  | 25_4C_AL_XLPE |  |  |  | 3.002 m |  | 4 | 0 | Pass | null
381970301 | TNB | DISTRIBUTION | KUALA SELANGOR | Existing | RYB | 230/400 V |  |  | 5 FOOT WAYS |  | 25_4C_AL_XLPE |  |  |  | 25.763 m |  | 4 | 0 | Pass | null
381970306 | TNB | DISTRIBUTION | KUALA SELANGOR | Existing | RYB | 230/400 V |  |  | 5 FOOT WAYS |  | 25_4C_AL_XLPE |  |  |  | 4.751 m |  | 4 | 0 | Pass | null
381970311 | TNB | DISTRIBUTION | KUALA SELANGOR | Existing | RYB | 230/400 V |  |  | SERVICE LINE |  | 25_4C_AL_XLPE |  |  |  | 3.001 m |  | 4 | 0 | Pass | null
381970316 | TNB | DISTRIBUTION | KUALA SELANGOR | Existing | RYB | 230/400 V |  |  | SERVICE LINE |  | 25_4C_AL_XLPE |  |  |  | 3.001 m |  | 4 | 0 | Pass | null
381970321 | TNB | DISTRIBUTION | KUALA SELANGOR | Existing | RYB | 230/400 V |  |  | SERVICE LINE |  | 25_4C_AL_XLPE |  |  |  | 3.001 m |  | 4 | 0 | Pass | null
381970326 | TNB | DISTRIBUTION | KUALA SELANGOR | Existing | RYB | 230/400 V |  |  | SERVICE LINE |  | 25_4C_AL_XLPE |  |  |  | 3.002 m |  | 4 | 0 | Pass | null
381970331 | TNB | DISTRIBUTION | KUALA SELANGOR | Existing | RYB | 230/400 V |  |  | SERVICE LINE |  | 25_4C_AL_XLPE |  |  |  | 3.002 m |  | 4 | 0 | Pass | null
381970336 | TNB | DISTRIBUTION | KUALA SELANGOR | Existing | RYB | 230/400 V |  |  | SERVICE LINE |  | 25_4C_AL_XLPE |  |  |  | 3.000 m |  | 4 | 0 | Pass | null
381970341 | TNB | DISTRIBUTION | KUALA SELANGOR | Existing | RYB | 230/400 V |  |  | 5 FOOT WAYS |  | 25_4C_AL_XLPE |  |  |  | 15.705 m |  | 4 | 0 | Pass | null
381970346 | TNB | DISTRIBUTION | KUALA SELANGOR | Existing | RYB | 230/400 V |  |  | 5 FOOT WAYS |  | 25_4C_AL_XLPE |  |  |  | 6.422 m |  | 4 | 0 | Pass | null
381970351 | TNB | DISTRIBUTION | KUALA SELANGOR | Existing | RYB | 230/400 V |  |  | SERVICE LINE |  | 25_4C_AL_XLPE |  |  |  | 3.001 m |  | 4 | 0 | Pass | null
381970356 | TNB | DISTRIBUTION | KUALA SELANGOR | Existing | RYB | 230/400 V |  |  | SERVICE LINE |  | 25_4C_AL_XLPE |  |  |  | 3.001 m |  | 4 | 0 | Pass | null
381970361 | TNB | DISTRIBUTION | KUALA SELANGOR | Existing | RYB | 230/400 V |  |  | SERVICE LINE |  | 25_4C_AL_XLPE |  |  |  | 3.002 m |  | 4 | 0 | Pass | null
381970366 | TNB | DISTRIBUTION | KUALA SELANGOR | Existing | RYB | 230/400 V |  |  | SERVICE LINE |  | 25_4C_AL_XLPE |  |  |  | 3.000 m |  | 4 | 0 | Pass | null
381970371 | TNB | DISTRIBUTION | KUALA SELANGOR | Existing | RYB | 230/400 V |  |  | SERVICE LINE |  | 25_4C_AL_XLPE |  |  |  | 3.001 m |  | 4 | 0 | Pass | null
381970376 | TNB | DISTRIBUTION | KUALA SELANGOR | Existing | RYB | 230/400 V |  |  | SERVICE LINE |  | 25_4C_AL_XLPE |  |  |  | 3.001 m |  | 4 | 0 | Pass | null
381970381 | TNB | DISTRIBUTION | KUALA SELANGOR | Existing | RYB | 230/400 V |  |  | SERVICE LINE |  | 25_4C_AL_XLPE |  |  |  | 3.002 m |  | 4 | 0 | Pass | null
381970386 | TNB | DISTRIBUTION | KUALA SELANGOR | Existing | RYB | 230/400 V |  |  | SERVICE LINE |  | 25_4C_AL_XLPE |  |  |  | 3.001 m |  | 4 | 0 | Pass | null
381970391 | TNB | DISTRIBUTION | KUALA SELANGOR | Existing | RYB | 230/400 V |  |  | 5 FOOT WAYS |  | 25_4C_AL_XLPE |  |  |  | 5.999 m |  | 4 | 0 | Pass | null
381970396 | TNB | DISTRIBUTION | KUALA SELANGOR | Existing | RYB | 230/400 V |  |  | 5 FOOT WAYS |  | 25_4C_AL_XLPE |  |  |  | 23.948 m |  | 4 | 0 | Pass | null
381970401 | TNB | DISTRIBUTION | KUALA SELANGOR | Existing | RYB | 230/400 V |  |  | 5 FOOT WAYS |  | 25_4C_AL_XLPE |  |  |  | 6.391 m |  | 4 | 0 | Pass | null
381970406 | TNB | DISTRIBUTION | KUALA SELANGOR | Existing | RYB | 230/400 V |  |  | 5 FOOT WAYS |  | 25_4C_AL_XLPE |  |  |  | 12.339 m |  | 4 | 0 | Pass | null
381970411 | TNB | DISTRIBUTION | KUALA SELANGOR | Existing | RYB | 230/400 V |  |  | 5 FOOT WAYS |  | 25_4C_AL_XLPE |  |  |  | 8.678 m |  | 4 | 0 | Pass | null
381970416 | TNB | DISTRIBUTION | KUALA SELANGOR | Existing | RYB | 230/400 V |  |  | 5 FOOT WAYS |  | 25_4C_AL_XLPE |  |  |  | 15.227 m |  | 4 | 0 | Pass | null
381970421 | TNB | DISTRIBUTION | KUALA SELANGOR | Existing | RYB | 230/400 V |  |  | 5 FOOT WAYS |  | 25_4C_AL_XLPE |  |  |  | 8.059 m |  | 4 | 0 | Pass | null
381970426 | TNB | DISTRIBUTION | KUALA SELANGOR | Existing | RYB | 230/400 V |  |  | 5 FOOT WAYS |  | 25_4C_AL_XLPE |  |  |  | 8.341 m |  | 4 | 0 | Pass | null
381970431 | TNB | DISTRIBUTION | KUALA SELANGOR | Existing | RYB | 230/400 V |  |  | 5 FOOT WAYS |  | 25_4C_AL_XLPE |  |  |  | 7.630 m |  | 4 | 0 | Pass | null
381970436 | TNB | DISTRIBUTION | KUALA SELANGOR | Existing | RYB | 230/400 V |  |  | 5 FOOT WAYS |  | 25_4C_AL_XLPE |  |  |  | 7.381 m |  | 4 | 0 | Pass | null
381970441 | TNB | DISTRIBUTION | KUALA SELANGOR | Existing | RYB | 230/400 V |  |  | 5 FOOT WAYS |  | 25_4C_AL_XLPE |  |  |  | 22.896 m |  | 4 | 0 | Pass | null
381970446 | TNB | DISTRIBUTION | KUALA SELANGOR | Existing | RYB | 230/400 V |  |  | 5 FOOT WAYS |  | 25_4C_AL_XLPE |  |  |  | 8.056 m |  | 4 | 0 | Pass | null
381970451 | TNB | DISTRIBUTION | KUALA SELANGOR | Existing | RYB | 230/400 V |  |  | 5 FOOT WAYS |  | 25_4C_AL_XLPE |  |  |  | 17.145 m |  | 4 | 0 | Pass | null
381970521 | TNB | DISTRIBUTION | KUALA SELANGOR | Existing | RYB | 230/400 V |  |  | SERVICE LINE |  | 25_4C_AL_XLPE |  |  |  | 2.501 m |  | 4 | 0 | Pass | null
381970526 | TNB | DISTRIBUTION | KUALA SELANGOR | Existing | RYB | 230/400 V |  |  | SERVICE LINE |  | 25_4C_AL_XLPE |  |  |  | 2.500 m |  | 4 | 0 | Pass | null
381970531 | TNB | DISTRIBUTION | KUALA SELANGOR | Existing | RYB | 230/400 V |  |  | SERVICE LINE |  | 25_4C_AL_XLPE |  |  |  | 2.500 m |  | 4 | 0 | Pass | null
381970536 | TNB | DISTRIBUTION | KUALA SELANGOR | Existing | RYB | 230/400 V |  |  | SERVICE LINE |  | 25_4C_AL_XLPE |  |  |  | 14.504 m |  | 4 | 0 | Pass | null
381970541 | TNB | DISTRIBUTION | KUALA SELANGOR | Existing | RYB | 230/400 V |  |  | SERVICE LINE |  | 25_4C_AL_XLPE |  |  |  | 2.502 m |  | 4 | 0 | Pass | null
381970546 | TNB | DISTRIBUTION | KUALA SELANGOR | Existing | RYB | 230/400 V |  |  | SERVICE LINE |  | 25_4C_AL_XLPE |  |  |  | 2.500 m |  | 4 | 0 | Pass | null
381970551 | TNB | DISTRIBUTION | KUALA SELANGOR | Existing | RYB | 230/400 V |  |  | SERVICE LINE |  | 25_4C_AL_XLPE |  |  |  | 2.501 m |  | 4 | 0 | Pass | null
381970556 | TNB | DISTRIBUTION | KUALA SELANGOR | Existing | RYB | 230/400 V |  |  | SERVICE LINE |  | 25_4C_AL_XLPE |  |  |  | 2.501 m |  | 4 | 0 | Pass | null
381970561 | TNB | DISTRIBUTION | KUALA SELANGOR | Existing | RYB | 230/400 V |  |  | SERVICE LINE |  | 25_4C_AL_XLPE |  |  |  | 2.501 m |  | 4 | 0 | Pass | null
381970566 | TNB | DISTRIBUTION | KUALA SELANGOR | Existing | RYB | 230/400 V |  |  | SERVICE LINE |  | 25_4C_AL_XLPE |  |  |  | 2.501 m |  | 4 | 0 | Pass | null
381970571 | TNB | DISTRIBUTION | KUALA SELANGOR | Existing | RYB | 230/400 V |  |  | SERVICE LINE |  | 25_4C_AL_XLPE |  |  |  | 2.501 m |  | 4 | 0 | Pass | null
381970576 | TNB | DISTRIBUTION | KUALA SELANGOR | Existing | RYB | 230/400 V |  |  | SERVICE LINE |  | 25_4C_AL_XLPE |  |  |  | 2.501 m |  | 4 | 0 | Pass | null
381970581 | TNB | DISTRIBUTION | KUALA SELANGOR | Existing | RYB | 230/400 V |  |  | SERVICE LINE |  | 25_4C_AL_XLPE |  |  |  | 2.501 m |  | 4 | 0 | Pass | null
381970586 | TNB | DISTRIBUTION | KUALA SELANGOR | Existing | RYB | 230/400 V |  |  | SERVICE LINE |  | 25_4C_AL_XLPE |  |  |  | 2.501 m |  | 4 | 0 | Pass | null
381970591 | TNB | DISTRIBUTION | KUALA SELANGOR | Existing | RYB | 230/400 V |  |  | SERVICE LINE |  | 25_4C_AL_XLPE |  |  |  | 2.501 m |  | 4 | 0 | Pass | null
381970596 | TNB | DISTRIBUTION | KUALA SELANGOR | Existing | RYB | 230/400 V |  |  | SERVICE LINE |  | 25_4C_AL_XLPE |  |  |  | 2.501 m |  | 4 | 0 | Pass | null
381970671 | TNB | DISTRIBUTION | KUALA SELANGOR | Existing | RYB | 230/400 V |  |  | SERVICE LINE |  | 25_4C_AL_XLPE |  |  |  | 12.957 m |  | 4 | 0 | Pass | null
381970676 | TNB | DISTRIBUTION | KUALA SELANGOR | Existing | RYB | 230/400 V |  |  | SERVICE LINE |  | 25_4C_AL_XLPE |  |  |  | 2.502 m |  | 4 | 0 | Pass | null
381970681 | TNB | DISTRIBUTION | KUALA SELANGOR | Existing | RYB | 230/400 V |  |  | SERVICE LINE |  | 25_4C_AL_XLPE |  |  |  | 2.500 m |  | 4 | 0 | Pass | null
381970686 | TNB | DISTRIBUTION | KUALA SELANGOR | Existing | RYB | 230/400 V |  |  | SERVICE LINE |  | 70_4C_AL_XLPE |  |  |  | 20.125 m | sl | 4 | 0 | Pass | null
381970696 | TNB | DISTRIBUTION | KUALA SELANGOR | Existing | RYB | 230/400 V |  |  | LV LINE |  | 185_4C_AL_XLPE |  |  |  | 106.005 m |  | 4 | 0 | Pass | null
381970701 | TNB | DISTRIBUTION | KUALA SELANGOR | Existing | RYB | 230/400 V |  |  | LV LINE |  | 185_4C_AL_XLPE |  |  |  | 43.845 m |  | 4 | 0 | Pass | null
381970706 | TNB | DISTRIBUTION | KUALA SELANGOR | Existing | RYB | 230/400 V |  |  | LV LINE |  | 185_4C_AL_XLPE |  |  |  | 43.442 m |  | 4 | 0 | Pass | null
381970711 | TNB | DISTRIBUTION | KUALA SELANGOR | Existing | RYB | 230/400 V |  |  | LV LINE |  | 185_4C_AL_XLPE |  |  |  | 54.325 m |  | 4 | 0 | Pass | null
381970716 | TNB | DISTRIBUTION | KUALA SELANGOR | Existing | RYB | 230/400 V |  |  | LV LINE |  | 185_4C_AL_XLPE |  |  |  | 54.340 m |  | 4 | 0 | Pass | null
381970721 | TNB | DISTRIBUTION | KUALA SELANGOR | Existing | RYB | 230/400 V |  |  | SERVICE LINE |  | 25_4C_AL_XLPE |  |  |  | 2.501 m |  | 4 | 0 | Pass | null
381970726 | TNB | DISTRIBUTION | KUALA SELANGOR | Existing | RYB | 230/400 V |  |  | SERVICE LINE |  | 25_4C_AL_XLPE |  |  |  | 17.155 m |  | 4 | 0 | Pass | null
381970731 | TNB | DISTRIBUTION | KUALA SELANGOR | Existing | RYB | 230/400 V |  |  | SERVICE LINE |  | 25_4C_AL_XLPE |  |  |  | 2.501 m |  | 4 | 0 | Pass | null
381970736 | TNB | DISTRIBUTION | KUALA SELANGOR | Existing | RYB | 230/400 V |  |  | SERVICE LINE |  | 25_4C_AL_XLPE |  |  |  | 2.500 m |  | 4 | 0 | Pass | null
381970741 | TNB | DISTRIBUTION | KUALA SELANGOR | Existing | RYB | 230/400 V |  |  | SERVICE LINE |  | 25_4C_AL_XLPE |  |  |  | 7.252 m |  | 4 | 0 | Pass | null
381970746 | TNB | DISTRIBUTION | KUALA SELANGOR | Existing | RYB | 230/400 V |  |  | 5 FOOT WAYS |  | 185_4C_AL_XLPE |  |  |  | 54.732 m |  | 4 | 0 | Pass | null
381970751 | TNB | DISTRIBUTION | KUALA SELANGOR | Existing | RYB | 230/400 V |  |  | LV LINE |  | 185_4C_AL_XLPE |  |  |  | 39.633 m | UG185XLPE (INCOMING)-PUNCA BEKALAN TIDAK DIKETAHUI. | 4 | 0 | Pass | null
381970756 | TNB | DISTRIBUTION | KUALA SELANGOR | Existing | RYB | 230/400 V |  |  | SERVICE LINE |  | 25_4C_AL_XLPE |  |  |  | 31.850 m |  | 4 | 0 | Pass | null
381970761 | TNB | DISTRIBUTION | KUALA SELANGOR | Existing | RYB | 230/400 V |  |  | SERVICE LINE |  | 25_4C_AL_XLPE |  |  |  | 15.408 m |  | 4 | 0 | Pass | null
381970766 | TNB | DISTRIBUTION | KUALA SELANGOR | Existing | RYB | 230/400 V |  |  | SERVICE LINE |  | 25_4C_AL_XLPE |  |  |  | 16.869 m |  | 4 | 0 | Pass | null
381970771 | TNB | DISTRIBUTION | KUALA SELANGOR | Existing | RYB | 230/400 V |  |  | SERVICE LINE |  | 25_4C_AL_XLPE |  |  |  | 17.143 m |  | 4 | 0 | Pass | null
381970776 | TNB | DISTRIBUTION | KUALA SELANGOR | Existing | RYB | 230/400 V |  |  | SERVICE LINE |  | 25_4C_AL_XLPE |  |  |  | 16.132 m |  | 4 | 0 | Pass | null
381970781 | TNB | DISTRIBUTION | KUALA SELANGOR | Existing | RYB | 230/400 V |  |  | LV LINE |  | 25_4C_AL_XLPE |  |  |  | 16.013 m |  | 4 | 0 | Pass | null
381970786 | TNB | DISTRIBUTION | KUALA SELANGOR | Existing | RYB | 230/400 V |  |  | LV LINE |  | 25_4C_AL_XLPE |  |  |  | 17.184 m |  | 4 | 0 | Pass | null
381970791 | TNB | DISTRIBUTION | KUALA SELANGOR | Existing | RYB | 230/400 V |  |  | LV LINE |  | 25_4C_AL_XLPE |  |  |  | 20.590 m |  | 4 | 0 | Pass | null
381970796 | TNB | DISTRIBUTION | KUALA SELANGOR | Existing | RYB | 230/400 V |  |  | SERVICE LINE |  | 25_4C_AL_XLPE |  |  |  | 16.578 m |  | 4 | 0 | Pass | null
381970801 | TNB | DISTRIBUTION | KUALA SELANGOR | Existing | RYB | 230/400 V |  |  | SERVICE LINE |  | 25_4C_AL_XLPE |  |  |  | 14.478 m |  | 4 | 0 | Pass | null
381970806 | TNB | DISTRIBUTION | KUALA SELANGOR | Existing | RYB | 230/400 V |  |  | LV LINE |  | 25_4C_AL_XLPE |  |  |  | 22.001 m |  | 4 | 0 | Pass | null
381970811 | TNB | DISTRIBUTION | KUALA SELANGOR | Existing | RYB | 230/400 V |  |  | SERVICE LINE |  | 25_4C_AL_XLPE |  |  |  | 17.137 m |  | 4 | 0 | Pass | null
381970816 | TNB | DISTRIBUTION | KUALA SELANGOR | Existing | RYB | 230/400 V |  |  | SERVICE LINE |  | 25_4C_AL_XLPE |  |  |  | 23.199 m |  | 4 | 0 | Pass | null
381970821 | TNB | DISTRIBUTION | KUALA SELANGOR | Existing | RYB | 230/400 V |  |  | LV LINE |  | 25_4C_AL_XLPE |  |  |  | 19.476 m |  | 4 | 0 | Pass | null
381970826 | TNB | DISTRIBUTION | KUALA SELANGOR | Existing | RYB | 230/400 V |  |  | LV LINE |  | 25_4C_AL_XLPE |  |  |  | 32.276 m |  | 4 | 0 | Pass | null
381970831 | TNB | DISTRIBUTION | KUALA SELANGOR | Existing | RYB | 230/400 V |  |  | LV LINE |  | 185_4C_AL_XLPE |  |  |  | 106.263 m |  | 4 | 0 | Pass | null
381970832 | TNB | DISTRIBUTION | KUALA SELANGOR | Existing | RYB | 230/400 V |  |  | SERVICE LINE |  | 25_4C_AL_XLPE |  |  |  | 36.137 m |  | 4 | 0 | Pass | null
381970837 | TNB | DISTRIBUTION | KUALA SELANGOR | Existing | RYB | 230/400 V |  |  | LV LINE |  | 185_4C_AL_XLPE |  |  |  | 65.659 m |  | 4 | 0 | Pass | null
381970842 | TNB | DISTRIBUTION | KUALA SELANGOR | Existing | RYB | 230/400 V |  |  | LV LINE |  | 185_4C_AL_XLPE |  |  |  | 66.475 m |  | 4 | 0 | Pass | null
381970847 | TNB | DISTRIBUTION | KUALA SELANGOR | Existing | RYB | 230/400 V |  |  | LV LINE |  | 185_4C_AL_XLPE |  |  |  | 24.282 m |  | 4 | 0 | Pass | null
381970857 | TNB | DISTRIBUTION | KUALA SELANGOR | Existing | RYB | 230/400 V |  |  | SERVICE LINE |  | 25_4C_AL_XLPE |  |  |  | 26.657 m |  | 4 | 0 | Pass | null
381970862 | TNB | DISTRIBUTION | KUALA SELANGOR | Existing | RYB | 230/400 V |  |  | 5 FOOT WAYS |  | 185_4C_AL_XLPE |  |  |  | 26.403 m |  | 4 | 0 | Pass | null
381970867 | TNB | DISTRIBUTION | KUALA SELANGOR | Existing | RYB | 230/400 V |  |  | LV LINE |  | 185_4C_AL_XLPE |  |  |  | 19.218 m |  | 4 | 0 | Pass | null
381970872 | TNB | DISTRIBUTION | KUALA SELANGOR | Existing | RYB | 230/400 V |  |  | LV LINE |  | 185_4C_AL_XLPE |  |  |  | 26.471 m |  | 4 | 0 | Pass | null
381970877 | TNB | DISTRIBUTION | KUALA SELANGOR | Existing | RYB | 230/400 V |  |  | LV LINE |  | 185_4C_AL_XLPE |  |  |  | 19.251 m |  | 4 | 0 | Pass | null
381970882 | TNB | DISTRIBUTION | KUALA SELANGOR | Existing | RYB | 230/400 V |  |  | LV LINE |  | 25_4C_AL_XLPE |  |  |  | 7.707 m |  | 4 | 0 | Pass | null
381970887 | TNB | DISTRIBUTION | KUALA SELANGOR | Existing | RYB | 230/400 V |  |  | SERVICE LINE |  | 25_4C_AL_XLPE |  |  |  | 5.434 m |  | 4 | 0 | Pass | null
381970892 | TNB | DISTRIBUTION | KUALA SELANGOR | Existing | RYB | 230/400 V |  |  | SERVICE LINE |  | 25_4C_AL_XLPE |  |  |  | 6.932 m |  | 4 | 0 | Pass | null
381970897 | TNB | DISTRIBUTION | KUALA SELANGOR | Existing | RYB | 230/400 V |  |  | LV LINE |  | 25_4C_AL_XLPE |  |  |  | 5.212 m |  | 4 | 0 | Pass | null
381970957 | TNB | DISTRIBUTION | KUALA SELANGOR | Existing | RYB | 230/400 V |  |  | LV LINE |  | 185_4C_AL_XLPE |  |  |  | 107.804 m |  | 4 | 0 | Pass | null
381970962 | TNB | DISTRIBUTION | KUALA SELANGOR | Existing | RYB | 230/400 V |  |  | LV LINE |  | 185_4C_AL_XLPE |  |  |  | 55.033 m |  | 4 | 0 | Pass | null
381970967 | TNB | DISTRIBUTION | KUALA SELANGOR | Existing | RYB | 230/400 V |  |  | LV LINE |  | 185_4C_AL_XLPE |  |  |  | 240.351 m |  | 4 | 0 | Pass | null
381970972 | TNB | DISTRIBUTION | KUALA SELANGOR | Existing | RYB | 230/400 V |  |  | LV LINE |  | 185_4C_AL_XLPE |  |  |  | 86.541 m |  | 4 | 0 | Pass | null
381970977 | TNB | DISTRIBUTION | KUALA SELANGOR | Existing | RYB | 230/400 V |  |  | LV LINE |  | 185_4C_AL_XLPE |  |  |  | 140.486 m |  | 4 | 0 | Pass | null
381970982 | TNB | DISTRIBUTION | KUALA SELANGOR | Existing | RYB | 230/400 V |  |  | LV LINE |  | 185_4C_AL_XLPE |  |  |  | 53.905 m |  | 4 | 0 | Pass | null
381970987 | TNB | DISTRIBUTION | KUALA SELANGOR | Existing | RYB | 230/400 V |  |  | LV LINE |  | 185_4C_AL_XLPE |  |  |  | 172.584 m |  | 4 | 0 | Pass | null
381970992 | TNB | DISTRIBUTION | KUALA SELANGOR | Existing | RYB | 230/400 V |  |  | SERVICE LINE |  | 25_4C_AL_XLPE |  |  |  | 15.593 m |  | 4 | 0 | Pass | null
381970997 | TNB | DISTRIBUTION | KUALA SELANGOR | Existing | RYB | 230/400 V |  |  | SERVICE LINE |  | 25_4C_AL_XLPE |  |  |  | 2.501 m |  | 4 | 0 | Pass | null
381971002 | TNB | DISTRIBUTION | KUALA SELANGOR | Existing | RYB | 230/400 V |  |  | SERVICE LINE |  | 25_4C_AL_XLPE |  |  |  | 9.817 m |  | 4 | 0 | Pass | null
381971007 | TNB | DISTRIBUTION | KUALA SELANGOR | Existing | RYB | 230/400 V |  |  | SERVICE LINE |  | 25_4C_AL_XLPE |  |  |  | 2.500 m |  | 4 | 0 | Pass | null
381971012 | TNB | DISTRIBUTION | KUALA SELANGOR | Existing | RYB | 230/400 V |  |  | LV LINE |  | 185_4C_AL_XLPE |  |  |  | 125.802 m |  | 4 | 0 | Pass | null
381971017 | TNB | DISTRIBUTION | KUALA SELANGOR | Existing | RYB | 230/400 V |  |  | LV LINE |  | 185_4C_AL_XLPE |  |  |  | 125.754 m |  | 4 | 0 | Pass | null
381971022 | TNB | DISTRIBUTION | KUALA SELANGOR | Existing | RYB | 230/400 V |  |  | SERVICE LINE |  | 25_4C_AL_XLPE |  |  |  | 9.499 m |  | 4 | 0 | Pass | null
381971027 | TNB | DISTRIBUTION | KUALA SELANGOR | Existing | RYB | 230/400 V |  |  | SERVICE LINE |  | 25_4C_AL_XLPE |  |  |  | 2.501 m |  | 4 | 0 | Pass | null
381971032 | TNB | DISTRIBUTION | KUALA SELANGOR | Existing | RYB | 230/400 V |  |  | SERVICE LINE |  | 25_4C_AL_XLPE |  |  |  | 8.775 m |  | 4 | 0 | Pass | null
381971037 | TNB | DISTRIBUTION | KUALA SELANGOR | Existing | RYB | 230/400 V |  |  | SERVICE LINE |  | 25_4C_AL_XLPE |  |  |  | 2.501 m |  | 4 | 0 | Pass | null
381971042 | TNB | DISTRIBUTION | KUALA SELANGOR | Existing | RYB | 230/400 V |  |  | SERVICE LINE |  | 25_4C_AL_XLPE |  |  |  | 17.408 m |  | 4 | 0 | Pass | null
381971047 | TNB | DISTRIBUTION | KUALA SELANGOR | Existing | RYB | 230/400 V |  |  | SERVICE LINE |  | 25_4C_AL_XLPE |  |  |  | 2.502 m |  | 4 | 0 | Pass | null
381971052 | TNB | DISTRIBUTION | KUALA SELANGOR | Existing | RYB | 230/400 V |  |  | SERVICE LINE |  | 25_4C_AL_XLPE |  |  |  | 8.103 m |  | 4 | 0 | Pass | null
381971057 | TNB | DISTRIBUTION | KUALA SELANGOR | Existing | RYB | 230/400 V |  |  | SERVICE LINE |  | 25_4C_AL_XLPE |  |  |  | 2.501 m |  | 4 | 0 | Pass | null
381971062 | TNB | DISTRIBUTION | KUALA SELANGOR | Existing | RYB | 230/400 V |  |  | SERVICE LINE |  | 25_4C_AL_XLPE |  |  |  | 7.013 m |  | 4 | 0 | Pass | null
381971067 | TNB | DISTRIBUTION | KUALA SELANGOR | Existing | RYB | 230/400 V |  |  | SERVICE LINE |  | 25_4C_AL_XLPE |  |  |  | 2.501 m |  | 4 | 0 | Pass | null
381971072 | TNB | DISTRIBUTION | KUALA SELANGOR | Existing | RYB | 230/400 V |  |  | LV LINE |  | 185_4C_AL_XLPE |  |  |  | 35.879 m |  | 4 | 0 | Pass | null
381971077 | TNB | DISTRIBUTION | KUALA SELANGOR | Existing | RYB | 230/400 V |  |  | LV LINE |  | 185_4C_AL_XLPE |  |  |  | 36.079 m |  | 4 | 0 | Pass | null
381971082 | TNB | DISTRIBUTION | KUALA SELANGOR | Existing | RYB | 230/400 V |  |  | SERVICE LINE |  | 25_4C_AL_XLPE |  |  |  | 14.919 m |  | 4 | 0 | Pass | null
381971087 | TNB | DISTRIBUTION | KUALA SELANGOR | Existing | RYB | 230/400 V |  |  | SERVICE LINE |  | 25_4C_AL_XLPE |  |  |  | 2.500 m |  | 4 | 0 | Pass | null
381971092 | TNB | DISTRIBUTION | KUALA SELANGOR | Existing | RYB | 230/400 V |  |  | SERVICE LINE |  | 25_4C_AL_XLPE |  |  |  | 2.502 m |  | 4 | 0 | Pass | null
381971097 | TNB | DISTRIBUTION | KUALA SELANGOR | Existing | RYB | 230/400 V |  |  | SERVICE LINE |  | 25_4C_AL_XLPE |  |  |  | 12.383 m |  | 4 | 0 | Pass | null
381971102 | TNB | DISTRIBUTION | KUALA SELANGOR | Existing | RYB | 230/400 V |  |  | SERVICE LINE |  | 25_4C_AL_XLPE |  |  |  | 2.500 m |  | 4 | 0 | Pass | null
381971107 | TNB | DISTRIBUTION | KUALA SELANGOR | Existing | RYB | 230/400 V |  |  | LV LINE |  | 185_4C_AL_XLPE |  |  |  | 8.132 m |  | 4 | 0 | Pass | null
381971112 | TNB | DISTRIBUTION | KUALA SELANGOR | Existing | RYB | 230/400 V |  |  | LV LINE |  | 185_4C_AL_XLPE |  |  |  | 22.165 m |  | 4 | 0 | Pass | null
381971117 | TNB | DISTRIBUTION | KUALA SELANGOR | Existing | RYB | 230/400 V |  |  | LV LINE |  | 185_4C_AL_XLPE |  |  |  | 32.389 m |  | 4 | 0 | Pass | null
381971122 | TNB | DISTRIBUTION | KUALA SELANGOR | Existing | RYB | 230/400 V |  |  | LV LINE |  | 185_4C_AL_XLPE |  |  |  | 33.437 m |  | 4 | 0 | Pass | null
381971127 | TNB | DISTRIBUTION | KUALA SELANGOR | Existing | RYB | 230/400 V |  |  | LV LINE |  | 185_4C_AL_XLPE |  |  |  | 37.325 m |  | 4 | 0 | Pass | null
381971132 | TNB | DISTRIBUTION | KUALA SELANGOR | Existing | RYB | 230/400 V |  |  | SERVICE LINE |  | 70_4C_AL_XLPE |  |  |  | 3.419 m |  | 4 | 0 | Pass | null
381971137 | TNB | DISTRIBUTION | KUALA SELANGOR | Existing | RYB | 230/400 V |  |  | SERVICE LINE |  | 70_4C_AL_XLPE |  |  |  | 0.582 m |  | 4 | 0 | Pass | null
381971142 | TNB | DISTRIBUTION | KUALA SELANGOR | Existing | RYB | 230/400 V |  |  | SERVICE LINE |  | 70_4C_AL_XLPE |  |  |  | 7.352 m |  | 4 | 0 | Pass | null
381971147 | TNB | DISTRIBUTION | KUALA SELANGOR | Existing | RYB | 230/400 V |  |  | SERVICE LINE |  | 185_4C_AL_XLPE |  |  |  | 9.130 m |  | 4 | 0 | Pass | null
381971152 | TNB | DISTRIBUTION | KUALA SELANGOR | Existing | RYB | 230/400 V |  |  | SERVICE LINE |  | 185_4C_AL_XLPE |  |  |  | 1.618 m |  | 4 | 0 | Pass | null
381971157 | TNB | DISTRIBUTION | KUALA SELANGOR | Existing | RYB | 230/400 V |  |  | LV LINE |  | 185_4C_AL_XLPE |  |  |  | 24.144 m |  | 4 | 0 | Pass | null
381971162 | TNB | DISTRIBUTION | KUALA SELANGOR | Existing | RYB | 230/400 V |  |  | SERVICE LINE |  | 70_4C_AL_XLPE |  |  |  | 3.386 m |  | 4 | 0 | Pass | null
381971167 | TNB | DISTRIBUTION | KUALA SELANGOR | Existing | RYB | 230/400 V |  |  | SERVICE LINE |  | 70_4C_AL_XLPE |  |  |  | 0.826 m |  | 4 | 0 | Pass | null
381971172 | TNB | DISTRIBUTION | KUALA SELANGOR | Existing | RYB | 230/400 V |  |  | LV LINE |  | 25_4C_AL_XLPE |  |  |  | 29.645 m |  | 4 | 0 | Pass | null
381971177 | TNB | DISTRIBUTION | KUALA SELANGOR | Existing | RYB | 230/400 V |  |  | SERVICE LINE |  | 25_4C_AL_XLPE |  |  |  | 2.501 m |  | 4 | 0 | Pass | null
381971182 | TNB | DISTRIBUTION | KUALA SELANGOR | Existing | RYB | 230/400 V |  |  | SERVICE LINE |  | 25_4C_AL_XLPE |  |  |  | 9.982 m |  | 4 | 0 | Pass | null
381971187 | TNB | DISTRIBUTION | KUALA SELANGOR | Existing | RYB | 230/400 V |  |  | SERVICE LINE |  | 25_4C_AL_XLPE |  |  |  | 2.657 m | 1628 | 4 | 0 | Pass | null
381971192 | TNB | DISTRIBUTION | KUALA SELANGOR | Existing | RYB | 230/400 V |  |  | SERVICE LINE |  | 25_4C_AL_XLPE |  |  |  | 30.233 m |  | 4 | 0 | Pass | null
381971197 | TNB | DISTRIBUTION | KUALA SELANGOR | Existing | RYB | 230/400 V |  |  | SERVICE LINE |  | 25_4C_AL_XLPE |  |  |  | 2.502 m |  | 4 | 0 | Pass | null
381971202 | TNB | DISTRIBUTION | KUALA SELANGOR | Existing | RYB | 230/400 V |  |  | SERVICE LINE |  | 25_4C_AL_XLPE |  |  |  | 22.390 m |  | 4 | 0 | Pass | null
381971207 | TNB | DISTRIBUTION | KUALA SELANGOR | Existing | RYB | 230/400 V |  |  | SERVICE LINE |  | 25_4C_AL_XLPE |  |  |  | 2.524 m |  | 4 | 0 | Pass | null
381971212 | TNB | DISTRIBUTION | KUALA SELANGOR | Existing | RYB | 230/400 V |  |  | LV LINE |  | 185_4C_AL_XLPE |  |  |  | 20.412 m |  | 4 | 0 | Pass | null
381971217 | TNB | DISTRIBUTION | KUALA SELANGOR | Existing | RYB | 230/400 V |  |  | LV LINE |  | 185_4C_AL_XLPE |  |  |  | 18.390 m | UG185XLPE X 2(INCOMING) | 4 | 0 | Pass | null
381971222 | TNB | DISTRIBUTION | KUALA SELANGOR | Existing | RYB | 230/400 V |  |  | LV LINE |  | 185_4C_AL_XLPE |  |  |  | 19.798 m |  | 4 | 0 | Pass | null
381971227 | TNB | DISTRIBUTION | KUALA SELANGOR | Existing | RYB | 230/400 V |  |  | SERVICE LINE |  | 25_4C_AL_XLPE |  |  |  | 30.122 m |  | 4 | 0 | Pass | null
381971232 | TNB | DISTRIBUTION | KUALA SELANGOR | Existing | RYB | 230/400 V |  |  | SERVICE LINE |  | 25_4C_AL_XLPE |  |  |  | 2.501 m |  | 4 | 0 | Pass | null
381971237 | TNB | DISTRIBUTION | KUALA SELANGOR | Existing | RYB | 230/400 V |  |  | SERVICE LINE |  | 25_4C_AL_XLPE |  |  |  | 29.251 m |  | 4 | 0 | Pass | null
381971242 | TNB | DISTRIBUTION | KUALA SELANGOR | Existing | RYB | 230/400 V |  |  | SERVICE LINE |  | 25_4C_AL_XLPE |  |  |  | 2.501 m |  | 4 | 0 | Pass | null
381971247 | TNB | DISTRIBUTION | KUALA SELANGOR | Existing | RYB | 230/400 V |  |  | SERVICE LINE |  | 25_4C_AL_XLPE |  |  |  | 18.479 m |  | 4 | 0 | Pass | null
381971252 | TNB | DISTRIBUTION | KUALA SELANGOR | Existing | RYB | 230/400 V |  |  | SERVICE LINE |  | 25_4C_AL_XLPE |  |  |  | 2.429 m |  | 4 | 0 | Pass | null
381971257 | TNB | DISTRIBUTION | KUALA SELANGOR | Existing | RYB | 230/400 V |  |  | SERVICE LINE |  | 25_4C_AL_XLPE |  |  |  | 27.689 m |  | 4 | 0 | Pass | null
381971262 | TNB | DISTRIBUTION | KUALA SELANGOR | Existing | RYB | 230/400 V |  |  | LV LINE |  | 25_4C_AL_XLPE |  |  |  | 2.524 m |  | 4 | 0 | Pass | null
381971287 | TNB | DISTRIBUTION | KUALA SELANGOR | Existing | RYB | 230/400 V |  |  | SERVICE LINE |  | 25_4C_AL_XLPE |  |  |  | 2.758 m |  | 4 | 0 | Pass | null
381971292 | TNB | DISTRIBUTION | KUALA SELANGOR | Existing | RYB | 230/400 V |  |  | LV LINE |  | 25_4C_AL_XLPE |  |  |  | 2.831 m |  | 4 | 0 | Pass | null
381971307 | TNB | DISTRIBUTION | KUALA SELANGOR | Existing | RYB | 230/400 V |  |  | SERVICE LINE |  | 25_4C_AL_XLPE |  |  |  | 29.300 m |  | 4 | 0 | Pass | null
381971352 | TNB | DISTRIBUTION | KUALA SELANGOR | Existing | RYB | 230/400 V |  |  | SERVICE LINE |  | 25_4C_AL_XLPE |  |  |  | 2.501 m |  | 4 | 0 | Pass | null
381971357 | TNB | DISTRIBUTION | KUALA SELANGOR | Existing | RYB | 230/400 V |  |  | SERVICE LINE |  | 25_4C_AL_XLPE |  |  |  | 2.501 m |  | 4 | 0 | Pass | null
381971362 | TNB | DISTRIBUTION | KUALA SELANGOR | Existing | RYB | 230/400 V |  |  | SERVICE LINE |  | 25_4C_AL_XLPE |  |  |  | 2.502 m |  | 4 | 0 | Pass | null
381971367 | TNB | DISTRIBUTION | KUALA SELANGOR | Existing | RYB | 230/400 V |  |  | PRIVATE LIGHT |  | 300_4C_AL_XLPE |  |  |  | 2.500 m |  | 4 | 0 | Fail | Please check "Usage"
381971377 | TNB | DISTRIBUTION | KUALA SELANGOR | Existing | RYB | 230/400 V |  |  | SERVICE LINE |  | 25_4C_AL_XLPE |  |  |  | 2.501 m |  | 4 | 0 | Pass | null
381971382 | TNB | DISTRIBUTION | KUALA SELANGOR | Existing | RYB | 230/400 V |  |  | SERVICE LINE |  | 25_4C_AL_XLPE |  |  |  | 26.966 m |  | 4 | 0 | Pass | null
381971387 | TNB | DISTRIBUTION | KUALA SELANGOR | Existing | RYB | 230/400 V |  |  | LV LINE |  | 300_4C_AL_XLPE |  |  |  | 106.853 m |  | 4 | 0 | Pass | null
381971392 | TNB | DISTRIBUTION | KUALA SELANGOR | Existing | RYB | 230/400 V |  |  | LV LINE |  | 185_4C_AL_XLPE |  |  |  | 38.397 m |  | 4 | 0 | Pass | null
381971402 | TNB | DISTRIBUTION | KUALA SELANGOR | Existing | RYB | 230/400 V |  |  | LV LINE |  | 185_4C_AL_XLPE |  |  |  | 28.257 m |  | 4 | 0 | Pass | null
381971407 | TNB | DISTRIBUTION | KUALA SELANGOR | Existing | RYB | 230/400 V |  |  | LV LINE |  | 185_4C_AL_XLPE |  |  |  | 14.261 m |  | 4 | 0 | Pass | null
381971412 | TNB | DISTRIBUTION | KUALA SELANGOR | Existing | RYB | 230/400 V |  |  | LV LINE |  | 185_4C_AL_XLPE |  |  |  | 15.024 m |  | 4 | 0 | Pass | null
381971417 | TNB | DISTRIBUTION | KUALA SELANGOR | Existing | RYB | 230/400 V |  |  | SERVICE LINE |  | 25_4C_AL_XLPE |  |  |  | 12.165 m | SL | 4 | 0 | Pass | null
381971422 | TNB | DISTRIBUTION | KUALA SELANGOR | Existing | RYB | 230/400 V |  |  | LV LINE |  | 185_4C_AL_XLPE |  |  |  | 7.648 m |  | 4 | 0 | Pass | null
381971432 | TNB | DISTRIBUTION | KUALA SELANGOR | Existing | RYB | 230/400 V |  |  | SERVICE LINE |  | 120_4C_AL_XLPE |  |  |  | 75.996 m |  | 4 | 0 | Pass | null
381971442 | TNB | DISTRIBUTION | KUALA SELANGOR | Existing | RYB | 230/400 V |  |  | SERVICE LINE |  | 25_4C_AL_XLPE |  |  |  | 54.991 m |  | 4 | 0 | Pass | null
381971447 | TNB | DISTRIBUTION | KUALA SELANGOR | Existing | RYB | 230/400 V |  |  | SERVICE LINE |  | 25_4C_AL_XLPE |  |  |  | 2.164 m |  | 4 | 0 | Pass | null
381971452 | TNB | DISTRIBUTION | KUALA SELANGOR | Existing | RYB | 230/400 V |  |  | LV LINE |  | 70_4C_AL_XLPE |  |  |  | 25.363 m |  | 4 | 0 | Pass | null
381971462 | TNB | DISTRIBUTION | KUALA SELANGOR | Existing | RYB | 230/400 V |  |  | SERVICE LINE |  | 70_4C_AL_XLPE |  |  |  | 38.677 m |  | 4 | 0 | Pass | null
381971467 | TNB | DISTRIBUTION | KUALA SELANGOR | Existing | RYB | 230/400 V |  |  | SERVICE LINE |  | 70_4C_AL_XLPE |  |  |  | 1.627 m |  | 4 | 0 | Pass | null
381971472 | TNB | DISTRIBUTION | KUALA SELANGOR | Existing | RYB | 230/400 V |  |  | LV LINE |  | 185_4C_AL_XLPE |  |  |  | 22.753 m |  | 4 | 0 | Pass | null
381971477 | TNB | DISTRIBUTION | KUALA SELANGOR | Existing | RYB | 230/400 V |  |  | LV LINE |  | 185_4C_AL_PILC |  |  |  | 51.433 m |  | 4 | 0 | Pass | null
381971482 | TNB | DISTRIBUTION | KUALA SELANGOR | Existing | RYB | 230/400 V |  |  | LV LINE |  | 185_4C_AL_XLPE |  |  |  | 6.152 m |  | 4 | 0 | Pass | null
381971492 | TNB | DISTRIBUTION | KUALA SELANGOR | Existing | R | 230/400 V |  |  | PUBLIC LIGHT |  | ARMOURED_16MM |  |  |  | 5.185 m |  | 2 | 0 | Fail | Please check "Usage"
381971495 | TNB | DISTRIBUTION | KUALA SELANGOR | Existing | R | 230/400 V |  |  | PUBLIC LIGHT |  | ARMOURED_16MM |  |  |  | 0.977 m |  | 2 | 0 | Fail | Please check "Usage"
381971498 | TNB | DISTRIBUTION | KUALA SELANGOR | Existing | RYB | 230/400 V |  |  | SERVICE LINE |  | 25_4C_AL_XLPE |  |  |  | 0.738 m |  | 4 | 0 | Pass | null
381971503 | TNB | DISTRIBUTION | KUALA SELANGOR | Existing | RYB | 230/400 V |  |  | LV LINE |  | 185_4C_AL_XLPE |  |  |  | 126.570 m |  | 4 | 0 | Pass | null
381971508 | TNB | DISTRIBUTION | KUALA SELANGOR | Existing | RYB | 230/400 V |  |  | LV LINE |  | 185_4C_AL_XLPE |  |  |  | 115.339 m |  | 4 | 0 | Pass | null
381971513 | TNB | DISTRIBUTION | KUALA SELANGOR | Existing | RYB | 230/400 V |  |  | LV LINE |  | 185_4C_AL_XLPE |  |  |  | 238.087 m |  | 4 | 0 | Pass | null
381971518 | TNB | DISTRIBUTION | KUALA SELANGOR | Existing | RYB | 230/400 V |  |  | LV LINE |  | 185_4C_AL_XLPE |  |  |  | 186.969 m |  | 4 | 0 | Pass | null
381971523 | TNB | DISTRIBUTION | KUALA SELANGOR | Existing | RYB | 230/400 V |  |  | LV LINE |  | 185_4C_AL_XLPE |  |  |  | 43.218 m |  | 4 | 0 | Pass | null
381971528 | TNB | DISTRIBUTION | KUALA SELANGOR | Existing | RYB | 230/400 V |  |  | SERVICE LINE |  | 25_4C_AL_XLPE |  |  |  | 10.227 m |  | 4 | 0 | Pass | null
381971533 | TNB | DISTRIBUTION | KUALA SELANGOR | Existing | RYB | 230/400 V |  |  | SERVICE LINE |  | 25_4C_AL_XLPE |  |  |  | 1.372 m |  | 4 | 0 | Pass | null
381971538 | TNB | DISTRIBUTION | KUALA SELANGOR | Existing | RYB | 230/400 V |  |  | LV LINE |  | 185_4C_AL_XLPE |  |  |  | 113.664 m |  | 4 | 0 | Pass | null
381971543 | TNB | DISTRIBUTION | KUALA SELANGOR | Existing | RYB | 230/400 V |  |  | LV LINE |  | 185_4C_AL_XLPE |  |  |  | 52.189 m |  | 4 | 0 | Pass | null
381971548 | TNB | DISTRIBUTION | KUALA SELANGOR | Existing | RYB | 230/400 V |  |  | SERVICE LINE |  | 25_4C_AL_XLPE |  |  |  | 13.096 m |  | 4 | 0 | Pass | null
381971553 | TNB | DISTRIBUTION | KUALA SELANGOR | Existing | RYB | 230/400 V |  |  | SERVICE LINE |  | 25_4C_AL_XLPE |  |  |  | 1.291 m |  | 4 | 0 | Pass | null
381971558 | TNB | DISTRIBUTION | KUALA SELANGOR | Existing | RYB | 230/400 V |  |  | SERVICE LINE |  | 185_4C_AL_XLPE |  |  |  | 43.850 m |  | 4 | 0 | Pass | null
381971568 | TNB | DISTRIBUTION | KUALA SELANGOR | Existing | RYB | 230/400 V |  |  | SERVICE LINE |  | 185_4C_AL_XLPE |  |  |  | 49.363 m |  | 4 | 0 | Pass | null
381971573 | TNB | DISTRIBUTION | KUALA SELANGOR | Existing | RYB | 230/400 V |  |  | SERVICE LINE |  | 185_4C_AL_XLPE |  |  |  | 2.564 m |  | 4 | 0 | Pass | null
381971578 | TNB | DISTRIBUTION | KUALA SELANGOR | Existing | RYB | 230/400 V |  |  | SERVICE LINE |  | 70_4C_AL_XLPE |  |  |  | 13.783 m |  | 4 | 0 | Pass | null
381971583 | TNB | DISTRIBUTION | KUALA SELANGOR | Existing | RYB | 230/400 V |  |  | SERVICE LINE |  | 70_4C_AL_XLPE |  |  |  | 1.246 m |  | 4 | 0 | Pass | null
381971588 | TNB | DISTRIBUTION | KUALA SELANGOR | Existing | RYB | 230/400 V |  |  | LV LINE |  | 185_4C_AL_XLPE |  |  |  | 11.476 m |  | 4 | 0 | Pass | null
381971593 | TNB | DISTRIBUTION | KUALA SELANGOR | Existing | RYB | 230/400 V |  |  | LV LINE |  | 185_4C_AL_XLPE |  |  |  | 11.662 m |  | 4 | 0 | Pass | null
381971598 | TNB | DISTRIBUTION | KUALA SELANGOR | Existing | RYB | 230/400 V |  |  | LV LINE |  | 185_4C_AL_XLPE |  |  |  | 286.694 m |  | 4 | 0 | Pass | null
381971603 | TNB | DISTRIBUTION | KUALA SELANGOR | Existing | RYB | 230/400 V |  |  | LV LINE |  | 185_4C_AL_XLPE |  |  |  | 28.273 m |  | 4 | 0 | Pass | null
381971608 | TNB | DISTRIBUTION | KUALA SELANGOR | Existing | RYB | 230/400 V |  |  | SERVICE LINE |  | 25_4C_AL_XLPE |  |  |  | 2.711 m |  | 4 | 0 | Pass | null
381971613 | TNB | DISTRIBUTION | KUALA SELANGOR | Existing | RYB | 230/400 V |  |  | SERVICE LINE |  | 25_4C_AL_XLPE |  |  |  | 1.702 m |  | 4 | 0 | Pass | null
381971618 | TNB | DISTRIBUTION | KUALA SELANGOR | Existing | RYB | 230/400 V |  |  | LV LINE |  | 185_4C_AL_XLPE |  |  |  | 23.897 m |  | 4 | 0 | Pass | null
381971623 | TNB | DISTRIBUTION | KUALA SELANGOR | Existing | RYB | 230/400 V |  |  | LV LINE |  | 185_4C_AL_XLPE |  |  |  | 25.440 m |  | 4 | 0 | Pass | null
381971628 | TNB | DISTRIBUTION | KUALA SELANGOR | Existing | RYB | 230/400 V |  |  | LV LINE |  | 185_4C_AL_XLPE |  |  |  | 27.979 m |  | 4 | 0 | Pass | null
381971633 | TNB | DISTRIBUTION | KUALA SELANGOR | Existing | RYB | 230/400 V |  |  | LV LINE |  | 185_4C_AL_XLPE |  |  |  | 27.701 m |  | 4 | 0 | Pass | null
381971638 | TNB | DISTRIBUTION | KUALA SELANGOR | Existing | RYB | 230/400 V |  |  | SERVICE LINE |  | 25_4C_AL_XLPE |  |  |  | 6.107 m |  | 4 | 0 | Pass | null
381971643 | TNB | DISTRIBUTION | KUALA SELANGOR | Existing | RYB | 230/400 V |  |  | SERVICE LINE |  | 25_4C_AL_XLPE |  |  |  | 2.295 m |  | 4 | 0 | Pass | null
381971648 | TNB | DISTRIBUTION | KUALA SELANGOR | Existing | RYB | 230/400 V |  |  | SERVICE LINE |  | 185_4C_AL_PILC |  |  |  | 6.781 m |  | 4 | 0 | Pass | null
381971653 | TNB | DISTRIBUTION | KUALA SELANGOR | Existing | RYB | 230/400 V |  |  | SERVICE LINE |  | 185_4C_AL_PILC |  |  |  | 4.138 m |  | 4 | 0 | Pass | null
381971658 | TNB | DISTRIBUTION | KUALA SELANGOR | Existing | RYB | 230/400 V |  |  | SERVICE LINE |  | 25_4C_AL_XLPE |  |  |  | 18.046 m |  | 4 | 0 | Pass | null
381971673 | TNB | DISTRIBUTION | KUALA SELANGOR | Existing | RYB | 230/400 V |  |  | SERVICE LINE |  | 25_4C_AL_XLPE |  |  |  | 19.463 m |  | 4 | 0 | Pass | null
381971678 | TNB | DISTRIBUTION | KUALA SELANGOR | Existing | RYB | 230/400 V |  |  | SERVICE LINE |  | 25_4C_AL_XLPE |  |  |  | 2.501 m |  | 4 | 0 | Pass | null
381971683 | TNB | DISTRIBUTION | KUALA SELANGOR | Existing | RYB | 230/400 V |  |  | SERVICE LINE |  | 25_4C_AL_XLPE |  |  |  | 16.970 m |  | 4 | 0 | Pass | null
381971688 | TNB | DISTRIBUTION | KUALA SELANGOR | Existing | RYB | 230/400 V |  |  | SERVICE LINE |  | 25_4C_AL_XLPE |  |  |  | 2.501 m |  | 4 | 0 | Pass | null
382029503 | TNB | DISTRIBUTION | KUALA SELANGOR | Existing | RYB | 230/400 V |  |  | SERVICE LINE |  | 185_4C_AL_XLPE |  |  |  | 39.956 m |  | 4 | 0 | Pass | null
382029508 | TNB | DISTRIBUTION | KUALA SELANGOR | Existing | RYB | 230/400 V |  |  | SERVICE LINE |  | 185_4C_AL_XLPE |  |  |  | 40.342 m |  | 4 | 0 | Pass | null
382029513 | TNB | DISTRIBUTION | KUALA SELANGOR | Existing | RYB | 230/400 V |  |  | SERVICE LINE |  | 185_4C_AL_XLPE |  |  |  | 40.398 m |  | 4 | 0 | Pass | null
382103863 | TNB | DISTRIBUTION | KUALA SELANGOR | Existing | RYB | 230/400 V |  |  | LV LINE |  | 185_4C_AL_XLPE |  |  |  | 9.347 m |  | 4 | 0 | Pass | null
382103868 | TNB | DISTRIBUTION | KUALA SELANGOR | Existing | RYB | 230/400 V |  |  | LV LINE |  | 185_4C_AL_XLPE |  |  |  | 12.533 m |  | 4 | 0 | Pass | null
382103873 | TNB | DISTRIBUTION | KUALA SELANGOR | Existing | RYB | 230/400 V |  |  | LV LINE |  | 185_4C_AL_XLPE |  |  |  | 1.850 m |  | 4 | 0 | Pass | null
382103878 | TNB | DISTRIBUTION | KUALA SELANGOR | Existing | RYB | 230/400 V |  |  | LV LINE |  | 185_4C_AL_XLPE |  |  |  | 44.127 m |  | 4 | 0 | Pass | null
382103883 | TNB | DISTRIBUTION | KUALA SELANGOR | Existing | RYB | 230/400 V |  |  | LV LINE |  | 185_4C_AL_XLPE |  |  |  | 14.181 m |  | 4 | 0 | Pass | null
382103888 | TNB | DISTRIBUTION | KUALA SELANGOR | Existing | RYB | 230/400 V |  |  | LV LINE |  | 185_4C_AL_XLPE |  |  |  | 13.579 m |  | 4 | 0 | Pass | null
382103893 | TNB | DISTRIBUTION | KUALA SELANGOR | Existing | RYB | 230/400 V | YES | Class D | LV LINE |  | 185_4C_AL_XLPE |  |  |  | 26.740 m |  | 4 | 0 | Pass | null
382103898 | TNB | DISTRIBUTION | KUALA SELANGOR | Existing | RYB | 230/400 V | YES | Class D | LV LINE |  | 185_4C_AL_XLPE |  |  |  | 41.404 m |  | 4 | 0 | Pass | null
382103903 | TNB | DISTRIBUTION | KUALA SELANGOR | Existing | RYB | 230/400 V |  |  | LV LINE |  | 70_4C_AL_XLPE |  |  |  | 14.319 m |  | 4 | 0 | Pass | null
382103908 | TNB | DISTRIBUTION | KUALA SELANGOR | Existing | RYB | 230/400 V |  |  | LV LINE |  | 70_4C_AL_XLPE |  |  |  | 67.644 m |  | 4 | 0 | Pass | null
382103913 | TNB | DISTRIBUTION | KUALA SELANGOR | Existing | RYB | 230/400 V |  |  | LV LINE |  | 185_4C_AL_PILC |  |  |  | 28.615 m |  | 4 | 0 | Pass | null
382103918 | TNB | DISTRIBUTION | KUALA SELANGOR | Existing | RYB | 230/400 V |  |  | SERVICE LINE |  | 70_4C_AL_XLPE |  |  |  | 5.690 m |  | 4 | 0 | Pass | null
382103923 | TNB | DISTRIBUTION | KUALA SELANGOR | Existing | RYB | 230/400 V |  |  | SERVICE LINE |  | 70_4C_AL_XLPE |  |  |  | 17.308 m |  | 4 | 0 | Pass | null
382103928 | TNB | DISTRIBUTION | KUALA SELANGOR | Existing | RYB | 230/400 V |  |  | SERVICE LINE |  | 25_4C_AL_XLPE |  |  |  | 8.909 m |  | 4 | 0 | Pass | null
382103933 | TNB | DISTRIBUTION | KUALA SELANGOR | Existing | RYB | 230/400 V |  |  | SERVICE LINE |  | 25_4C_AL_XLPE |  |  |  | 1.964 m |  | 4 | 0 | Pass | null
382103938 | TNB | DISTRIBUTION | KUALA SELANGOR | Existing | RYB | 230/400 V |  |  | SERVICE LINE |  | 70_4C_AL_XLPE |  |  |  | 4.415 m |  | 4 | 0 | Pass | null
382103943 | TNB | DISTRIBUTION | KUALA SELANGOR | Existing | RYB | 230/400 V |  |  | SERVICE LINE |  | 70_4C_AL_XLPE |  |  |  | 1.001 m |  | 4 | 0 | Pass | null
382103948 | TNB | DISTRIBUTION | KUALA SELANGOR | Existing | RYB | 230/400 V |  |  | LV LINE |  | 185_4C_AL_XLPE |  |  |  | 11.769 m |  | 4 | 0 | Pass | null
382103953 | TNB | DISTRIBUTION | KUALA SELANGOR | Existing | RYB | 230/400 V |  |  | LV LINE |  | 185_4C_AL_XLPE |  |  |  | 24.333 m |  | 4 | 0 | Pass | null
382103958 | TNB | DISTRIBUTION | KUALA SELANGOR | Existing | RYB | 230/400 V |  |  | SERVICE LINE |  | 25_4C_AL_XLPE |  |  |  | 19.985 m |  | 4 | 0 | Pass | null
382103963 | TNB | DISTRIBUTION | KUALA SELANGOR | Existing | RYB | 230/400 V |  |  | SERVICE LINE |  | 70_4C_AL_XLPE |  |  |  | 28.719 m |  | 4 | 0 | Pass | null
382103968 | TNB | DISTRIBUTION | KUALA SELANGOR | Existing | RYB | 230/400 V |  |  | LV LINE |  | 185_4C_AL_PILC |  |  |  | 34.057 m |  | 4 | 0 | Pass | null
382103973 | TNB | DISTRIBUTION | KUALA SELANGOR | Existing | RYB | 230/400 V |  |  | LV LINE |  | 70_4C_AL_XLPE |  |  |  | 2.576 m |  | 4 | 0 | Pass | null
382103978 | TNB | DISTRIBUTION | KUALA SELANGOR | Existing | RYB | 230/400 V |  |  | SERVICE LINE |  | 185_4C_AL_XLPE |  |  |  | 13.097 m |  | 4 | 0 | Pass | null
382103983 | TNB | DISTRIBUTION | KUALA SELANGOR | Existing | RYB | 230/400 V |  |  | SERVICE LINE |  | 70_4C_AL_XLPE |  |  |  | 2.660 m |  | 4 | 0 | Pass | null
382103988 | TNB | DISTRIBUTION | KUALA SELANGOR | Existing | RYB | 230/400 V |  |  | LV LINE |  | 185_4C_AL_PILC |  |  |  | 27.946 m |  | 4 | 0 | Pass | null
382103993 | TNB | DISTRIBUTION | KUALA SELANGOR | Existing | RYB | 230/400 V |  |  | LV LINE |  | 185_4C_AL_XLPE |  |  |  | 42.916 m |  | 4 | 0 | Pass | null
382104003 | TNB | DISTRIBUTION | KUALA SELANGOR | Existing | RYB | 230/400 V |  |  | SERVICE LINE |  | 25_4C_AL_XLPE |  |  |  | 9.112 m |  | 4 | 0 | Pass | null
382104008 | TNB | DISTRIBUTION | KUALA SELANGOR | Existing | RYB | 230/400 V |  |  | SERVICE LINE |  | 25_4C_AL_XLPE |  |  |  | 2.533 m |  | 4 | 0 | Pass | null
382104013 | TNB | DISTRIBUTION | KUALA SELANGOR | Existing | RYB | 230/400 V |  |  | SERVICE LINE |  | 25_4C_AL_XLPE |  |  |  | 17.348 m |  | 4 | 0 | Pass | null
382104018 | TNB | DISTRIBUTION | KUALA SELANGOR | Existing | RYB | 230/400 V |  |  | SERVICE LINE |  | 25_4C_AL_XLPE |  |  |  | 2.512 m |  | 4 | 0 | Pass | null
382104033 | TNB | DISTRIBUTION | KUALA SELANGOR | Existing | RYB | 230/400 V |  |  | LV LINE |  | 70_4C_AL_XLPE |  |  |  | 71.560 m |  | 4 | 0 | Pass | null
382104038 | TNB | DISTRIBUTION | KUALA SELANGOR | Existing | RYB | 230/400 V |  |  | SERVICE LINE |  | 25_4C_AL_XLPE |  |  |  | 4.264 m |  | 4 | 0 | Pass | null
382104043 | TNB | DISTRIBUTION | KUALA SELANGOR | Existing | RYB | 230/400 V |  |  | SERVICE LINE |  | 25_4C_AL_XLPE |  |  |  | 0.936 m |  | 4 | 0 | Pass | null
382104048 | TNB | DISTRIBUTION | KUALA SELANGOR | Existing | RYB | 230/400 V |  |  | SERVICE LINE |  | 25_4C_AL_XLPE |  |  |  | 4.364 m |  | 4 | 0 | Pass | null
382104053 | TNB | DISTRIBUTION | KUALA SELANGOR | Existing | RYB | 230/400 V |  |  | SERVICE LINE |  | 25_4C_AL_XLPE |  |  |  | 0.773 m |  | 4 | 0 | Pass | null
382104058 | TNB | DISTRIBUTION | KUALA SELANGOR | Existing | RYB | 230/400 V |  |  | SERVICE LINE |  | 25_4C_AL_XLPE |  |  |  | 11.863 m | LAMPU MAJLIS | 4 | 0 | Pass | null
382104063 | TNB | DISTRIBUTION | KUALA SELANGOR | Existing | RYB | 230/400 V |  |  | SERVICE LINE |  | 25_4C_AL_XLPE |  |  |  | 2.034 m |  | 4 | 0 | Pass | null
382104068 | TNB | DISTRIBUTION | KUALA SELANGOR | Existing | RYB | 230/400 V |  |  | SERVICE LINE |  | 25_4C_AL_XLPE |  |  |  | 1.696 m |  | 4 | 0 | Pass | null
382104073 | TNB | DISTRIBUTION | KUALA SELANGOR | Existing | RYB | 230/400 V |  |  | LV LINE |  | 185_4C_AL_XLPE |  |  |  | 80.777 m |  | 4 | 0 | Pass | null
382104078 | TNB | DISTRIBUTION | KUALA SELANGOR | Existing | RYB | 230/400 V |  |  | SERVICE LINE |  | 25_4C_AL_XLPE |  |  |  | 24.630 m |  | 4 | 0 | Pass | null
382104083 | TNB | DISTRIBUTION | KUALA SELANGOR | Existing | RYB | 230/400 V |  |  | SERVICE LINE |  | 25_4C_AL_XLPE |  |  |  | 3.570 m |  | 4 | 0 | Pass | null
382104088 | TNB | DISTRIBUTION | KUALA SELANGOR | Existing | RYB | 230/400 V |  |  | LV LINE |  | 70_4C_AL_XLPE |  |  |  | 88.624 m |  | 4 | 0 | Pass | null
382104093 | TNB | DISTRIBUTION | KUALA SELANGOR | Existing | RYB | 230/400 V |  |  | LV LINE |  | 185_4C_AL_XLPE |  |  |  | 33.092 m |  | 4 | 0 | Pass | null
382104098 | TNB | DISTRIBUTION | KUALA SELANGOR | Existing | RYB | 230/400 V |  |  | LV LINE |  | 120_4C_AL_XLPE |  |  |  | 35.141 m |  | 4 | 0 | Pass | null
382104108 | TNB | DISTRIBUTION | KUALA SELANGOR | Existing | RYB | 230/400 V |  |  | LV LINE |  | 185_4C_AL_XLPE |  |  |  | 42.669 m |  | 4 | 0 | Pass | null
382104113 | TNB | DISTRIBUTION | KUALA SELANGOR | Existing | RYB | 230/400 V |  |  | LV LINE |  | 185_4C_AL_XLPE |  |  |  | 4.267 m |  | 4 | 0 | Pass | null
382104123 | TNB | DISTRIBUTION | KUALA SELANGOR | Existing | RYB | 230/400 V |  |  | LV LINE |  | 185_4C_AL_XLPE |  |  |  | 1.624 m |  | 4 | 0 | Pass | null
382104128 | TNB | DISTRIBUTION | KUALA SELANGOR | Existing | RYB | 230/400 V |  |  | LV LINE |  | 185_4C_AL_XLPE |  |  |  | 36.432 m |  | 4 | 0 | Pass | null
382104133 | TNB | DISTRIBUTION | KUALA SELANGOR | Existing | RYB | 230/400 V |  |  | SERVICE LINE |  | 25_4C_AL_XLPE |  |  |  | 2.341 m |  | 4 | 0 | Pass | null
382104138 | TNB | DISTRIBUTION | KUALA SELANGOR | Existing | RYB | 230/400 V |  |  | SERVICE LINE |  | 25_4C_AL_XLPE |  |  |  | 1.299 m |  | 4 | 0 | Pass | null
382104153 | TNB | DISTRIBUTION | KUALA SELANGOR | Existing | RYB | 230/400 V |  |  | SERVICE LINE |  | 185_4C_AL_XLPE |  |  |  | 36.975 m |  | 4 | 0 | Pass | null
382104158 | TNB | DISTRIBUTION | KUALA SELANGOR | Existing | RYB | 230/400 V |  |  | LV LINE |  | 185_4C_AL_XLPE |  |  |  | 121.887 m | 2 | 4 | 0 | Pass | null
382104163 | TNB | DISTRIBUTION | KUALA SELANGOR | Existing | RYB | 230/400 V |  |  | SERVICE LINE |  | 185_4C_AL_XLPE |  |  |  | 1264.381 m |  | 4 | 0 | Pass | null
382104168 | TNB | DISTRIBUTION | KUALA SELANGOR | Existing | RYB | 230/400 V |  |  | SERVICE LINE |  | 25_4C_AL_XLPE |  |  |  | 8.899 m |  | 4 | 0 | Pass | null
382104173 | TNB | DISTRIBUTION | KUALA SELANGOR | Existing | RYB | 230/400 V |  |  | SERVICE LINE |  | 25_4C_AL_XLPE |  |  |  | 2.269 m |  | 4 | 0 | Pass | null
382104183 | TNB | DISTRIBUTION | KUALA SELANGOR | Existing | RYB | 230/400 V |  |  | LV LINE |  | 185_4C_AL_XLPE |  |  |  | 11.021 m |  | 4 | 0 | Pass | null
382104188 | TNB | DISTRIBUTION | KUALA SELANGOR | Existing | RYB | 230/400 V |  |  | SERVICE LINE |  | 185_4C_AL_XLPE |  |  |  | 1.782 m |  | 4 | 0 | Pass | null
382104203 | TNB | DISTRIBUTION | KUALA SELANGOR | Existing | RYB | 230/400 V |  |  | LV LINE |  | 70_4C_AL_XLPE |  |  |  | 11.827 m |  | 4 | 0 | Pass | null
382104208 | TNB | DISTRIBUTION | KUALA SELANGOR | Existing | RYB | 230/400 V |  |  | LV LINE |  | 185_4C_AL_XLPE |  |  |  | 23.853 m |  | 4 | 0 | Pass | null
382104213 | TNB | DISTRIBUTION | KUALA SELANGOR | Existing | RYB | 230/400 V |  |  | LV LINE |  | 185_4C_AL_XLPE |  |  |  | 30.726 m |  | 4 | 0 | Pass | null
382104218 | TNB | DISTRIBUTION | KUALA SELANGOR | Existing | RYB | 230/400 V |  |  | LV LINE |  | 185_4C_AL_XLPE |  |  |  | 10.910 m |  | 4 | 0 | Pass | null
382104223 | TNB | DISTRIBUTION | KUALA SELANGOR | Existing | RYB | 230/400 V |  |  | LV LINE |  | 185_4C_AL_XLPE |  |  |  | 8.655 m |  | 4 | 0 | Pass | null
382104228 | TNB | DISTRIBUTION | KUALA SELANGOR | Existing | RYB | 230/400 V |  |  | LV LINE |  | 185_4C_AL_XLPE |  |  |  | 158.632 m |  | 4 | 0 | Pass | null
382104233 | TNB | DISTRIBUTION | KUALA SELANGOR | Existing | RYB | 230/400 V |  |  | LV LINE |  | 185_4C_AL_XLPE |  |  |  | 158.263 m |  | 4 | 0 | Pass | null
382104238 | TNB | DISTRIBUTION | KUALA SELANGOR | Existing | RYB | 230/400 V |  |  | LV LINE |  | 185_4C_AL_XLPE |  |  |  | 23.041 m |  | 4 | 0 | Pass | null
382104243 | TNB | DISTRIBUTION | KUALA SELANGOR | Existing | RYB | 230/400 V |  |  | LV LINE |  | 185_4C_AL_XLPE |  |  |  | 339.340 m |  | 4 | 0 | Pass | null
382104248 | TNB | DISTRIBUTION | KUALA SELANGOR | Existing | RYB | 230/400 V |  |  | LV LINE |  | 185_4C_AL_XLPE |  |  |  | 344.045 m |  | 4 | 0 | Pass | null
382104253 | TNB | DISTRIBUTION | KUALA SELANGOR | Existing | RYB | 230/400 V |  |  | LV LINE |  | 185_4C_AL_XLPE |  |  |  | 27.376 m |  | 4 | 0 | Pass | null
382104258 | TNB | DISTRIBUTION | KUALA SELANGOR | Existing | RYB | 230/400 V |  |  | LV LINE |  | 185_4C_AL_XLPE |  |  |  | 25.135 m |  | 4 | 0 | Pass | null
382104263 | TNB | DISTRIBUTION | KUALA SELANGOR | Existing | RYB | 230/400 V |  |  | LV LINE |  | 185_4C_AL_XLPE |  |  |  | 37.361 m |  | 4 | 0 | Pass | null
382104268 | TNB | DISTRIBUTION | KUALA SELANGOR | Existing | RYB | 230/400 V |  |  | LV LINE |  | 185_4C_AL_XLPE |  |  |  | 78.008 m |  | 4 | 0 | Pass | null
382104273 | TNB | DISTRIBUTION | KUALA SELANGOR | Existing | RYB | 230/400 V |  |  | LV LINE |  | 185_4C_AL_XLPE |  |  |  | 126.681 m |  | 4 | 0 | Pass | null
382104278 | TNB | DISTRIBUTION | KUALA SELANGOR | Existing | RYB | 230/400 V |  |  | LV LINE |  | 185_4C_AL_PILC |  |  |  | 15.362 m |  | 4 | 0 | Pass | null
382104283 | TNB | DISTRIBUTION | KUALA SELANGOR | Existing | RYB | 230/400 V |  |  | LV LINE |  | 185_4C_AL_XLPE |  |  |  | 45.030 m |  | 4 | 0 | Pass | null
382104288 | TNB | DISTRIBUTION | KUALA SELANGOR | Existing | RYB | 230/400 V |  |  | LV LINE |  | 70_4C_AL_XLPE |  |  |  | 153.179 m |  | 4 | 0 | Pass | null
382104293 | TNB | DISTRIBUTION | KUALA SELANGOR | Existing | RYB | 230/400 V |  |  | LV LINE |  | 185_4C_AL_XLPE |  |  |  | 55.846 m |  | 4 | 0 | Pass | null
382104298 | TNB | DISTRIBUTION | KUALA SELANGOR | Existing | RYB | 230/400 V |  |  | LV LINE |  | 185_4C_AL_XLPE |  |  |  | 15.106 m |  | 4 | 0 | Pass | null
382105213 | TNB | DISTRIBUTION | KUALA SELANGOR | Existing | RYB | 230/400 V |  |  | SERVICE LINE |  | 185_4C_AL_XLPE |  |  |  | 25.049 m |  | 4 | 0 | Pass | null
382105218 | TNB | DISTRIBUTION | KUALA SELANGOR | Existing | RYB | 230/400 V |  |  | LV LINE |  | 185_4C_AL_XLPE |  |  |  | 55.821 m |  | 4 | 0 | Pass | null
382105250 | TNB | DISTRIBUTION | KUALA SELANGOR | Existing | RYB | 230/400 V |  |  | SERVICE LINE |  | 185_4C_AL_XLPE |  |  |  | 42.881 m |  | 4 | 0 | Pass | null
382105277 | TNB | DISTRIBUTION | KUALA SELANGOR | Existing | RYB | 230/400 V |  |  | SERVICE LINE |  | 185_4C_AL_XLPE |  |  |  | 15.796 m |  | 4 | 0 | Pass | null
382105347 | TNB | DISTRIBUTION | KUALA SELANGOR | Existing | RYB | 230/400 V |  |  | SERVICE LINE |  | 185_4C_AL_XLPE |  |  |  | 24.985 m |  | 4 | 0 | Pass | null
382105352 | TNB | DISTRIBUTION | KUALA SELANGOR | Existing | RYB | 230/400 V |  |  | SERVICE LINE |  | 185_4C_AL_XLPE |  |  |  | 25.669 m |  | 4 | 0 | Pass | null
382105357 | TNB | DISTRIBUTION | KUALA SELANGOR | Existing | RYB | 230/400 V |  |  | SERVICE LINE |  | 185_4C_AL_XLPE |  |  |  | 27.450 m |  | 4 | 0 | Pass | null
382105414 | TNB | DISTRIBUTION | KUALA SELANGOR | Existing | RYB | 230/400 V |  |  | SERVICE LINE |  | 185_4C_AL_XLPE |  |  |  | 17.836 m |  | 4 | 0 | Pass | null
382110130 | TNB | DISTRIBUTION | KUALA SELANGOR | Existing | RYB | 230/400 V |  |  | LV LINE |  | 120_4C_AL_XLPE |  |  |  | 26.694 m |  | 4 | 0 | Pass | null
382110135 | TNB | DISTRIBUTION | KUALA SELANGOR | Existing | RYB | 230/400 V |  |  | LV LINE |  | 120_4C_AL_XLPE |  |  |  | 29.086 m |  | 4 | 0 | Pass | null
382110140 | TNB | DISTRIBUTION | KUALA SELANGOR | Existing | RYB | 230/400 V |  |  | LV LINE |  | 120_4C_AL_XLPE |  |  |  | 26.827 m |  | 4 | 0 | Pass | null
382110145 | TNB | DISTRIBUTION | KUALA SELANGOR | Existing | RYB | 230/400 V |  |  | SERVICE LINE |  | 70_4C_AL_XLPE |  |  |  | 36.775 m |  | 4 | 0 | Pass | null
382110150 | TNB | DISTRIBUTION | KUALA SELANGOR | Existing | RYB | 230/400 V |  |  | LV LINE |  | 120_4C_AL_XLPE |  |  |  | 10.469 m |  | 4 | 0 | Pass | null
382110155 | TNB | DISTRIBUTION | KUALA SELANGOR | Existing | RYB | 230/400 V |  |  | LV LINE |  | 120_4C_AL_XLPE |  |  |  | 12.266 m |  | 4 | 0 | Pass | null
382110160 | TNB | DISTRIBUTION | KUALA SELANGOR | Existing | RYB | 230/400 V |  |  | LV LINE |  | 120_4C_AL_XLPE |  |  |  | 43.259 m |  | 4 | 0 | Pass | null
382110165 | TNB | DISTRIBUTION | KUALA SELANGOR | Existing | RYB | 230/400 V |  |  | LV LINE |  | 120_4C_AL_XLPE |  |  |  | 41.978 m |  | 4 | 0 | Pass | null
382110170 | TNB | DISTRIBUTION | KUALA SELANGOR | Existing | RYB | 230/400 V |  |  | LV LINE |  | 185_4C_AL_XLPE |  |  |  | 34.749 m |  | 4 | 0 | Pass | null
382110175 | TNB | DISTRIBUTION | KUALA SELANGOR | Existing | RYB | 230/400 V |  |  | LV LINE |  | 185_4C_AL_PILC |  |  |  | 71.252 m |  | 4 | 0 | Pass | null
382114474 | TNB | DISTRIBUTION | KUALA SELANGOR | Existing | RYB | 230/400 V |  |  | LV LINE |  | 185_4C_AL_PILC |  |  |  | 70.504 m |  | 4 | 0 | Pass | null
382114479 | TNB | DISTRIBUTION | KUALA SELANGOR | Existing | RYB | 230/400 V |  |  | SERVICE LINE |  | 70_4C_AL_PILC |  |  |  | 15.907 m |  | 4 | 0 | Pass | null
382114484 | TNB | DISTRIBUTION | KUALA SELANGOR | Existing | RYB | 230/400 V |  |  | SERVICE LINE |  | 70_4C_AL_PILC |  |  |  | 1.361 m |  | 4 | 0 | Pass | null
382114489 | TNB | DISTRIBUTION | KUALA SELANGOR | Existing | RYB | 230/400 V |  |  | LV LINE |  | 185_4C_AL_XLPE |  |  |  | 13.482 m |  | 4 | 0 | Pass | null
382114494 | TNB | DISTRIBUTION | KUALA SELANGOR | Existing | RYB | 230/400 V |  |  | LV LINE |  | 185_4C_AL_XLPE |  |  |  | 1.846 m |  | 4 | 0 | Pass | null
382114499 | TNB | DISTRIBUTION | KUALA SELANGOR | Existing | RYB | 230/400 V |  |  | SERVICE LINE |  | 185_4C_AL_XLPE |  |  |  | 31.713 m |  | 4 | 0 | Pass | null
382114504 | TNB | DISTRIBUTION | KUALA SELANGOR | Existing | RYB | 230/400 V |  |  | LV LINE |  | 185_4C_AL_XLPE |  |  |  | 2.486 m |  | 4 | 0 | Pass | null
382114514 | TNB | DISTRIBUTION | KUALA SELANGOR | Existing | RYB | 230/400 V |  |  | SERVICE LINE |  | 25_4C_AL_XLPE |  |  |  | 4.710 m |  | 4 | 0 | Pass | null
382114515 | TNB | DISTRIBUTION | KUALA SELANGOR | Existing | RYB | 230/400 V |  |  | SERVICE LINE |  | 25_4C_AL_XLPE |  |  |  | 0.827 m |  | 4 | 0 | Pass | null
382114516 | TNB | DISTRIBUTION | KUALA SELANGOR | Existing | R | 230/400 V |  |  | SERVICE LINE |  | ARMOURED_16MM |  |  |  | 1.281 m |  | 2 | 0 | Pass | null
382114517 | TNB | DISTRIBUTION | KUALA SELANGOR | Existing | R | 230/400 V |  |  | SERVICE LINE |  | ARMOURED_16MM |  |  |  | 0.493 m |  | 2 | 0 | Pass | null
382114518 | TNB | DISTRIBUTION | KUALA SELANGOR | Existing | RYB | 230/400 V |  |  | SERVICE LINE |  | 25_4C_AL_XLPE |  |  |  | 1.204 m | SL PANEL | 4 | 0 | Pass | null
382114519 | TNB | DISTRIBUTION | KUALA SELANGOR | Existing | RYB | 230/400 V |  |  | LV LINE |  | 185_4C_AL_XLPE |  |  |  | 54.027 m |  | 4 | 0 | Pass | null
382114524 | TNB | DISTRIBUTION | KUALA SELANGOR | Existing | RYB | 230/400 V |  |  | LV LINE |  | 185_4C_AL_XLPE |  |  |  | 116.347 m |  | 4 | 0 | Pass | null
382114529 | TNB | DISTRIBUTION | KUALA SELANGOR | Existing | RYB | 230/400 V |  |  | LV LINE |  | 185_4C_AL_XLPE |  |  |  | 101.636 m |  | 4 | 0 | Pass | null
382114534 | TNB | DISTRIBUTION | KUALA SELANGOR | Existing | RYB | 230/400 V |  |  | LV LINE |  | 185_4C_AL_XLPE |  |  |  | 41.919 m |  | 4 | 0 | Pass | null
382114539 | TNB | DISTRIBUTION | KUALA SELANGOR | Existing | RYB | 230/400 V |  |  | LV LINE |  | 185_4C_AL_XLPE |  |  |  | 3.127 m |  | 4 | 0 | Pass | null
382114544 | TNB | DISTRIBUTION | KUALA SELANGOR | Existing | RYB | 230/400 V |  |  | LV LINE |  | 185_4C_AL_XLPE |  |  |  | 98.818 m |  | 4 | 0 | Pass | null
382114549 | TNB | DISTRIBUTION | KUALA SELANGOR | Existing | RYB | 230/400 V |  |  | LV LINE |  | 185_4C_AL_XLPE |  |  |  | 98.645 m |  | 4 | 0 | Pass | null
382114554 | TNB | DISTRIBUTION | KUALA SELANGOR | Existing | RYB | 230/400 V |  |  | LV LINE |  | 185_4C_AL_XLPE |  |  |  | 154.701 m |  | 4 | 0 | Pass | null
382114562 | TNB | DISTRIBUTION | KUALA SELANGOR | Existing | RYB | 230/400 V |  |  | LV LINE |  | 185_4C_AL_XLPE |  |  |  | 68.989 m |  | 4 | 0 | Pass | null
382114573 | TNB | DISTRIBUTION | KUALA SELANGOR | Existing | RYB | 230/400 V |  |  | LV LINE |  | 185_4C_AL_PILC |  |  |  | 37.577 m |  | 4 | 0 | Pass | null
382114578 | TNB | DISTRIBUTION | KUALA SELANGOR | Existing | RYB | 230/400 V |  |  | SERVICE LINE |  | 70_4C_AL_XLPE |  |  |  | 18.963 m |  | 4 | 0 | Pass | null
382114583 | TNB | DISTRIBUTION | KUALA SELANGOR | Existing | RYB | 230/400 V |  |  | LV LINE |  | 185_4C_AL_XLPE |  |  |  | 34.368 m |  | 4 | 0 | Pass | null
382114593 | TNB | DISTRIBUTION | KUALA SELANGOR | Existing | RYB | 230/400 V |  |  | LV LINE |  | 185_4C_AL_XLPE |  |  |  | 111.509 m |  | 4 | 0 | Pass | null
382114598 | TNB | DISTRIBUTION | KUALA SELANGOR | Existing | RYB | 230/400 V |  |  | LV LINE |  | 185_4C_AL_XLPE |  |  |  | 58.515 m |  | 4 | 0 | Pass | null
382114603 | TNB | DISTRIBUTION | KUALA SELANGOR | Existing | RYB | 230/400 V |  |  | LV LINE |  | 185_4C_AL_XLPE |  |  |  | 75.490 m |  | 4 | 0 | Pass | null
382114626 | TNB | DISTRIBUTION | KUALA SELANGOR | Existing | RYB | 230/400 V |  |  | LV LINE |  | 185_4C_AL_XLPE |  |  |  | 145.210 m |  | 4 | 0 | Pass | null
382114631 | TNB | DISTRIBUTION | KUALA SELANGOR | Existing | RYB | 230/400 V |  |  | LV LINE |  | 185_4C_AL_XLPE |  |  |  | 8.237 m | KEDAI PERABOT GAYA SDN BHD | 4 | 0 | Pass | null
382114636 | TNB | DISTRIBUTION | KUALA SELANGOR | Existing | RYB | 230/400 V |  |  | LV LINE |  | 120_4C_AL_XLPE |  |  |  | 172.594 m | KEDAI PERABOT GAYA SDN BHD | 4 | 0 | Pass | null
382114641 | TNB | DISTRIBUTION | KUALA SELANGOR | Existing | RYB | 230/400 V |  |  | LV LINE |  | 120_4C_AL_XLPE |  |  |  | 167.133 m | KEDAI PERABOT GAYA SDN BHD | 4 | 0 | Pass | null
382114646 | TNB | DISTRIBUTION | KUALA SELANGOR | Existing | RYB | 230/400 V |  |  | SERVICE LINE |  | 185_4C_AL_XLPE |  |  |  | 2.908 m |  | 4 | 0 | Pass | null
382114651 | TNB | DISTRIBUTION | KUALA SELANGOR | Existing | RYB | 230/400 V |  |  | SERVICE LINE |  | 185_4C_AL_XLPE |  |  |  | 4.881 m |  | 4 | 0 | Pass | null
382114656 | TNB | DISTRIBUTION | KUALA SELANGOR | Existing | RYB | 230/400 V |  |  | 5 FOOT WAYS |  | 185_4C_AL_XLPE |  |  |  | 3.188 m |  | 4 | 0 | Pass | null
382114661 | TNB | DISTRIBUTION | KUALA SELANGOR | Existing | RYB | 230/400 V |  |  | 5 FOOT WAYS |  | 185_4C_AL_XLPE |  |  |  | 175.720 m |  | 4 | 0 | Pass | null
382114681 | TNB | DISTRIBUTION | KUALA SELANGOR | Existing | RYB | 230/400 V |  |  | SERVICE LINE |  | 25_4C_AL_XLPE |  |  |  | 9.388 m | KEDAI PERABOT GAYA SDN BHD | 4 | 0 | Pass | null
382114686 | TNB | DISTRIBUTION | KUALA SELANGOR | Existing | RYB | 230/400 V |  |  | SERVICE LINE |  | 70_4C_AL_PILC |  |  |  | 12.787 m |  | 4 | 0 | Pass | null
382114691 | TNB | DISTRIBUTION | KUALA SELANGOR | Existing | RYB | 230/400 V |  |  | LV LINE |  | 120_4C_AL_PILC |  |  |  | 122.350 m |  | 4 | 0 | Pass | null
382114701 | TNB | DISTRIBUTION | KUALA SELANGOR | Existing | RYB | 230/400 V |  |  | LV LINE |  | 120_4C_AL_XLPE |  |  |  | 53.879 m |  | 4 | 0 | Pass | null
382114706 | TNB | DISTRIBUTION | KUALA SELANGOR | Existing | RYB | 230/400 V |  |  | LV LINE |  | 120_4C_AL_XLPE |  |  |  | 55.285 m |  | 4 | 0 | Pass | null
382114711 | TNB | DISTRIBUTION | KUALA SELANGOR | Existing | RYB | 230/400 V |  |  | LV LINE |  | 120_4C_AL_XLPE |  |  |  | 58.723 m |  | 4 | 0 | Pass | null
382114716 | TNB | DISTRIBUTION | KUALA SELANGOR | Existing | RYB | 230/400 V |  |  | LV LINE |  | 120_4C_AL_XLPE |  |  |  | 38.985 m |  | 4 | 0 | Pass | null
382114721 | TNB | DISTRIBUTION | KUALA SELANGOR | Existing | RYB | 230/400 V |  |  | LV LINE |  | 120_4C_AL_XLPE |  |  |  | 9.110 m |  | 4 | 0 | Pass | null
382114726 | TNB | DISTRIBUTION | KUALA SELANGOR | Existing | RYB | 230/400 V |  |  | SERVICE LINE |  | 70_4C_AL_XLPE |  |  |  | 4.253 m |  | 4 | 0 | Pass | null
382114731 | TNB | DISTRIBUTION | KUALA SELANGOR | Existing | RYB | 230/400 V |  |  | LV LINE |  | 120_4C_AL_XLPE |  |  |  | 19.244 m |  | 4 | 0 | Pass | null
382114736 | TNB | DISTRIBUTION | KUALA SELANGOR | Existing | RYB | 230/400 V |  |  | LV LINE |  | 120_4C_AL_XLPE |  |  |  | 21.061 m |  | 4 | 0 | Pass | null
382114741 | TNB | DISTRIBUTION | KUALA SELANGOR | Existing | RYB | 230/400 V |  |  | LV LINE |  | 120_4C_AL_XLPE |  |  |  | 17.213 m |  | 4 | 0 | Pass | null
382114746 | TNB | DISTRIBUTION | KUALA SELANGOR | Existing | RYB | 230/400 V |  |  | SERVICE LINE |  | 25_4C_AL_XLPE |  |  |  | 8.006 m |  | 4 | 0 | Pass | null
382114751 | TNB | DISTRIBUTION | KUALA SELANGOR | Existing | RYB | 230/400 V |  |  | SERVICE LINE |  | 25_4C_AL_XLPE |  |  |  | 2.883 m |  | 4 | 0 | Pass | null
382114756 | TNB | DISTRIBUTION | KUALA SELANGOR | Existing | RYB | 230/400 V |  |  | SERVICE LINE |  | 25_4C_AL_XLPE |  |  |  | 16.333 m |  | 4 | 0 | Pass | null
382114761 | TNB | DISTRIBUTION | KUALA SELANGOR | Existing | RYB | 230/400 V |  |  | SERVICE LINE |  | 25_4C_AL_XLPE |  |  |  | 2.958 m |  | 4 | 0 | Pass | null
382114766 | TNB | DISTRIBUTION | KUALA SELANGOR | Existing | RYB | 230/400 V |  |  | LV LINE |  | 120_4C_AL_PILC |  |  |  | 76.438 m |  | 4 | 0 | Pass | null
382114773 | TNB | DISTRIBUTION | KUALA SELANGOR | Existing | RYB | 230/400 V |  |  | SERVICE LINE |  | 70_4C_AL_XLPE |  |  |  | 10.841 m |  | 4 | 0 | Pass | null
382114778 | TNB | DISTRIBUTION | KUALA SELANGOR | Existing | RYB | 230/400 V |  |  | SERVICE LINE |  | 70_4C_AL_XLPE |  |  |  | 2.852 m |  | 4 | 0 | Pass | null
382114783 | TNB | DISTRIBUTION | KUALA SELANGOR | Existing | RYB | 230/400 V |  |  | LV LINE |  | 185_4C_AL_XLPE |  |  |  | 27.054 m |  | 4 | 0 | Pass | null
382114793 | TNB | DISTRIBUTION | KUALA SELANGOR | Existing | RYB | 230/400 V |  |  | LV LINE |  | 185_4C_AL_XLPE |  |  |  | 44.669 m |  | 4 | 0 | Pass | null
382114798 | TNB | DISTRIBUTION | KUALA SELANGOR | Existing | RYB | 230/400 V |  |  | LV LINE |  | 300_4C_AL_XLPE |  |  |  | 71.253 m |  | 4 | 0 | Pass | null
382114803 | TNB | DISTRIBUTION | KUALA SELANGOR | Existing | RYB | 230/400 V |  |  | LV LINE |  | 185_4C_AL_XLPE |  |  |  | 116.607 m |  | 4 | 0 | Pass | null
382114813 | TNB | DISTRIBUTION | KUALA SELANGOR | Existing | RYB | 230/400 V |  |  | LV LINE |  | 185_4C_AL_XLPE |  |  |  | 97.763 m |  | 4 | 0 | Pass | null
382114818 | TNB | DISTRIBUTION | KUALA SELANGOR | Existing | RYB | 230/400 V |  |  | LV LINE |  | 185_4C_AL_XLPE |  |  |  | 94.603 m |  | 4 | 0 | Pass | null
382114823 | TNB | DISTRIBUTION | KUALA SELANGOR | Existing | RYB | 230/400 V |  |  | LV LINE |  | 120_4C_AL_XLPE |  |  |  | 73.537 m |  | 4 | 0 | Pass | null
382114828 | TNB | DISTRIBUTION | KUALA SELANGOR | Existing | RYB | 230/400 V |  |  | SERVICE LINE |  | 25_4C_AL_XLPE |  |  |  | 20.353 m |  | 4 | 0 | Pass | null
382114833 | TNB | DISTRIBUTION | KUALA SELANGOR | Existing | RYB | 230/400 V |  |  | LV LINE |  | 120_4C_AL_XLPE |  |  |  | 188.691 m |  | 4 | 0 | Pass | null
382114838 | TNB | DISTRIBUTION | KUALA SELANGOR | Existing | RYB | 230/400 V |  |  | LV LINE |  | 120_4C_AL_XLPE |  |  |  | 184.953 m |  | 4 | 0 | Pass | null
382114843 | TNB | DISTRIBUTION | KUALA SELANGOR | Existing | RYB | 230/400 V |  |  | LV LINE |  | 120_4C_AL_XLPE |  |  |  | 45.592 m |  | 4 | 0 | Pass | null
382114848 | TNB | DISTRIBUTION | KUALA SELANGOR | Existing | RYB | 230/400 V |  |  | LV LINE |  | 120_4C_AL_XLPE |  |  |  | 1.986 m |  | 4 | 0 | Pass | null
382114853 | TNB | DISTRIBUTION | KUALA SELANGOR | Existing | RYB | 230/400 V |  |  | LV LINE |  | 120_4C_AL_PILC |  |  |  | 22.994 m |  | 4 | 0 | Pass | null
382114858 | TNB | DISTRIBUTION | KUALA SELANGOR | Existing | RYB | 230/400 V |  |  | LV LINE |  | 185_4C_AL_XLPE |  |  |  | 25.610 m |  | 4 | 0 | Pass | null
382114863 | TNB | DISTRIBUTION | KUALA SELANGOR | Existing | RYB | 230/400 V |  |  | LV LINE |  | 185_4C_AL_XLPE |  |  |  | 66.018 m |  | 4 | 0 | Pass | null
382114868 | TNB | DISTRIBUTION | KUALA SELANGOR | Existing | RYB | 230/400 V |  |  | SERVICE LINE |  | 25_4C_AL_XLPE |  |  |  | 6.704 m |  | 4 | 0 | Pass | null
382114873 | TNB | DISTRIBUTION | KUALA SELANGOR | Existing | RYB | 230/400 V |  |  | SERVICE LINE |  | 25_4C_AL_XLPE |  |  |  | 2.633 m |  | 4 | 0 | Pass | null
382114878 | TNB | DISTRIBUTION | KUALA SELANGOR | Existing | RYB | 230/400 V |  |  | SERVICE LINE |  | 70_4C_AL_XLPE |  |  |  | 32.668 m |  | 4 | 0 | Pass | null
382114883 | TNB | DISTRIBUTION | KUALA SELANGOR | Existing | RYB | 230/400 V |  |  | SERVICE LINE |  | 70_4C_AL_XLPE |  |  |  | 5.084 m |  | 4 | 0 | Pass | null
382114898 | TNB | DISTRIBUTION | KUALA SELANGOR | Existing | RYB | 230/400 V |  |  | LV LINE |  | 185_4C_AL_XLPE |  |  |  | 33.644 m |  | 4 | 0 | Pass | null
382114903 | TNB | DISTRIBUTION | KUALA SELANGOR | Existing | RYB | 230/400 V |  |  | LV LINE |  | 185_4C_AL_XLPE |  |  |  | 49.621 m |  | 4 | 0 | Pass | null
382114908 | TNB | DISTRIBUTION | KUALA SELANGOR | Existing | RYB | 230/400 V |  |  | SERVICE LINE |  | 70_4C_AL_XLPE |  |  |  | 25.389 m |  | 4 | 0 | Pass | null
382114913 | TNB | DISTRIBUTION | KUALA SELANGOR | Existing | RYB | 230/400 V |  |  | SERVICE LINE |  | 70_4C_AL_XLPE |  |  |  | 1.180 m |  | 4 | 0 | Pass | null
382114918 | TNB | DISTRIBUTION | KUALA SELANGOR | Existing | RYB | 230/400 V |  |  | SERVICE LINE |  | 70_4C_AL_XLPE |  |  |  | 25.493 m |  | 4 | 0 | Pass | null
382114923 | TNB | DISTRIBUTION | KUALA SELANGOR | Existing | RYB | 230/400 V |  |  | SERVICE LINE |  | 70_4C_AL_XLPE |  |  |  | 2.164 m |  | 4 | 0 | Pass | null
382114928 | TNB | DISTRIBUTION | KUALA SELANGOR | Existing | RYB | 230/400 V |  |  | SERVICE LINE |  | 70_4C_AL_XLPE |  |  |  | 27.114 m |  | 4 | 0 | Pass | null
382114933 | TNB | DISTRIBUTION | KUALA SELANGOR | Existing | RYB | 230/400 V |  |  | SERVICE LINE |  | 70_4C_AL_XLPE |  |  |  | 4.064 m |  | 4 | 0 | Pass | null
382114938 | TNB | DISTRIBUTION | KUALA SELANGOR | Existing | RYB | 230/400 V |  |  | SERVICE LINE |  | 25_4C_AL_XLPE |  |  |  | 3.690 m |  | 4 | 0 | Pass | null
382114943 | TNB | DISTRIBUTION | KUALA SELANGOR | Existing | RYB | 230/400 V |  |  | SERVICE LINE |  | 25_4C_AL_XLPE |  |  |  | 1.336 m |  | 4 | 0 | Pass | null
382114948 | TNB | DISTRIBUTION | KUALA SELANGOR | Existing | RYB | 230/400 V |  |  | SERVICE LINE |  | 25_4C_AL_XLPE |  |  |  | 1.767 m |  | 4 | 0 | Pass | null
382114953 | TNB | DISTRIBUTION | KUALA SELANGOR | Existing | RYB | 230/400 V |  |  | SERVICE LINE |  | 70_4C_AL_PILC |  |  |  | 15.773 m |  | 4 | 0 | Pass | null
382114958 | TNB | DISTRIBUTION | KUALA SELANGOR | Existing | RYB | 230/400 V |  |  | SERVICE LINE |  | 70_4C_AL_PILC |  |  |  | 1.851 m |  | 4 | 0 | Pass | null
382114963 | TNB | DISTRIBUTION | KUALA SELANGOR | Existing | RYB | 230/400 V |  |  | LV LINE |  | 185_4C_AL_PILC |  |  |  | 19.938 m |  | 4 | 0 | Pass | null
382114968 | TNB | DISTRIBUTION | KUALA SELANGOR | Existing | RYB | 230/400 V |  |  | LV LINE |  | 185_4C_AL_XLPE |  |  |  | 207.862 m |  | 4 | 0 | Pass | null
382114983 | TNB | DISTRIBUTION | KUALA SELANGOR | Existing | RYB | 230/400 V |  |  | SERVICE LINE |  | 25_4C_AL_XLPE |  |  |  | 48.757 m |  | 4 | 0 | Pass | null
382114988 | TNB | DISTRIBUTION | KUALA SELANGOR | Existing | RYB | 230/400 V |  |  | LV LINE |  | 185_4C_AL_PILC |  |  |  | 41.495 m |  | 4 | 0 | Pass | null
382114993 | TNB | DISTRIBUTION | KUALA SELANGOR | Existing | RYB | 230/400 V |  |  | SERVICE LINE |  | 70_4C_AL_XLPE |  |  |  | 2.177 m |  | 4 | 0 | Pass | null
382114998 | TNB | DISTRIBUTION | KUALA SELANGOR | Existing | RYB | 230/400 V |  |  | SERVICE LINE |  | 70_4C_AL_XLPE |  |  |  | 23.956 m |  | 4 | 0 | Pass | null
382115003 | TNB | DISTRIBUTION | KUALA SELANGOR | Existing | RYB | 230/400 V |  |  | SERVICE LINE |  | 25_4C_AL_XLPE |  |  |  | 10.037 m |  | 4 | 0 | Pass | null
382115008 | TNB | DISTRIBUTION | KUALA SELANGOR | Existing | RYB | 230/400 V |  |  | SERVICE LINE |  | 25_4C_AL_XLPE |  |  |  | 3.027 m |  | 4 | 0 | Pass | null
382115013 | TNB | DISTRIBUTION | KUALA SELANGOR | Existing | RYB | 230/400 V |  |  | LV LINE |  | 185_4C_AL_XLPE |  |  |  | 19.713 m |  | 4 | 0 | Pass | null
382115018 | TNB | DISTRIBUTION | KUALA SELANGOR | Existing | RYB | 230/400 V |  |  | LV LINE |  | 185_4C_AL_XLPE |  |  |  | 19.666 m |  | 4 | 0 | Pass | null
382115023 | TNB | DISTRIBUTION | KUALA SELANGOR | Existing | RYB | 230/400 V |  |  | LV LINE |  | 185_4C_AL_PILC |  |  |  | 52.167 m |  | 4 | 0 | Pass | null
382115028 | TNB | DISTRIBUTION | KUALA SELANGOR | Existing | RYB | 230/400 V |  |  | LV LINE |  | 185_4C_AL_PILC |  |  |  | 121.073 m |  | 4 | 0 | Pass | null
382115033 | TNB | DISTRIBUTION | KUALA SELANGOR | Existing | RYB | 230/400 V |  |  | LV LINE |  | 185_4C_AL_PILC |  |  |  | 119.876 m |  | 4 | 0 | Pass | null
382115043 | TNB | DISTRIBUTION | KUALA SELANGOR | Existing | RYB | 230/400 V |  |  | LV LINE |  | 185_4C_AL_XLPE |  |  |  | 17.098 m |  | 4 | 0 | Pass | null
382115048 | TNB | DISTRIBUTION | KUALA SELANGOR | Existing | RYB | 230/400 V |  |  | LV LINE |  | 185_4C_AL_XLPE |  |  |  | 21.080 m |  | 4 | 0 | Pass | null
382115053 | TNB | DISTRIBUTION | KUALA SELANGOR | Existing | RYB | 230/400 V |  |  | LV LINE |  | 185_4C_AL_XLPE |  |  |  | 19.066 m |  | 4 | 0 | Pass | null
382115058 | TNB | DISTRIBUTION | KUALA SELANGOR | Existing | RYB | 230/400 V |  |  | LV LINE |  | 185_4C_AL_XLPE |  |  |  | 18.360 m |  | 4 | 0 | Pass | null
382115068 | TNB | DISTRIBUTION | KUALA SELANGOR | Existing | RYB | 230/400 V |  |  | LV LINE |  | 185_4C_AL_PILC |  |  |  | 62.844 m |  | 4 | 0 | Pass | null
382115073 | TNB | DISTRIBUTION | KUALA SELANGOR | Existing | RYB | 230/400 V |  |  | SERVICE LINE |  | 25_4C_AL_XLPE |  |  |  | 2.678 m |  | 4 | 0 | Pass | null
382115078 | TNB | DISTRIBUTION | KUALA SELANGOR | Existing | RYB | 230/400 V |  |  | LV LINE |  | 185_4C_AL_XLPE |  |  |  | 120.864 m |  | 4 | 0 | Pass | null
382115083 | TNB | DISTRIBUTION | KUALA SELANGOR | Existing | RYB | 230/400 V |  |  | LV LINE |  | 70_4C_AL_XLPE |  |  |  | 23.605 m |  | 4 | 0 | Pass | null
382115088 | TNB | DISTRIBUTION | KUALA SELANGOR | Existing | RYB | 230/400 V |  |  | LV LINE |  | 185_4C_AL_XLPE |  |  |  | 34.891 m |  | 4 | 0 | Pass | null
382115093 | TNB | DISTRIBUTION | KUALA SELANGOR | Existing | RYB | 230/400 V |  |  | LV LINE |  | 185_4C_AL_XLPE |  |  |  | 33.281 m |  | 4 | 0 | Pass | null
382115118 | TNB | DISTRIBUTION | KUALA SELANGOR | Existing | RYB | 230/400 V |  |  | LV LINE |  | 185_4C_AL_XLPE |  |  |  | 190.866 m |  | 4 | 0 | Pass | null
382115123 | TNB | DISTRIBUTION | KUALA SELANGOR | Existing | RYB | 230/400 V |  |  | LV LINE |  | 185_4C_AL_XLPE |  |  |  | 27.480 m |  | 4 | 0 | Pass | null
382115128 | TNB | DISTRIBUTION | KUALA SELANGOR | Existing | RYB | 230/400 V |  |  | LV LINE |  | 185_4C_AL_PILC |  |  |  | 28.040 m |  | 4 | 0 | Pass | null
382115133 | TNB | DISTRIBUTION | KUALA SELANGOR | Existing | RYB | 230/400 V |  |  | LV LINE |  | 70_4C_AL_XLPE |  |  |  | 30.181 m |  | 4 | 0 | Pass | null
382115138 | TNB | DISTRIBUTION | KUALA SELANGOR | Existing | RYB | 230/400 V |  |  | LV LINE |  | 185_4C_AL_XLPE |  |  |  | 17.062 m |  | 4 | 0 | Pass | null
382115143 | TNB | DISTRIBUTION | KUALA SELANGOR | Existing | RYB | 230/400 V |  |  | LV LINE |  | 185_4C_AL_XLPE |  |  |  | 17.907 m |  | 4 | 0 | Pass | null
382115148 | TNB | DISTRIBUTION | KUALA SELANGOR | Existing | RYB | 230/400 V |  |  | LV LINE |  | 185_4C_AL_XLPE |  |  |  | 7.415 m |  | 4 | 0 | Pass | null
382115153 | TNB | DISTRIBUTION | KUALA SELANGOR | Existing | RYB | 230/400 V |  |  | LV LINE |  | 70_4C_AL_XLPE |  |  |  | 7.339 m |  | 4 | 0 | Pass | null
382115158 | TNB | DISTRIBUTION | KUALA SELANGOR | Existing | RYB | 230/400 V |  |  | LV LINE |  | 70_4C_AL_XLPE |  |  |  | 7.911 m |  | 4 | 0 | Pass | null
382115163 | TNB | DISTRIBUTION | KUALA SELANGOR | Existing | RYB | 230/400 V |  |  | LV LINE |  | 25_4C_AL_XLPE |  |  |  | 25.008 m |  | 4 | 0 | Pass | null
382115168 | TNB | DISTRIBUTION | KUALA SELANGOR | Existing | RYB | 230/400 V |  |  | LV LINE |  | 25_4C_AL_XLPE |  |  |  | 2.056 m |  | 4 | 0 | Pass | null
382115173 | TNB | DISTRIBUTION | KUALA SELANGOR | Existing | RYB | 230/400 V |  |  | PUBLIC LIGHT |  | 70_4C_AL_XLPE |  |  |  | 14.643 m |  | 4 | 0 | Fail | Please check "Usage"
382115178 | TNB | DISTRIBUTION | KUALA SELANGOR | Existing | R | 230/400 V |  |  | SERVICE LINE |  | ARMOURED_16MM |  |  |  | 18.975 m |  | 2 | 0 | Pass | null
382115181 | TNB | DISTRIBUTION | KUALA SELANGOR | Existing | R | 230/400 V |  |  | SERVICE LINE |  | ARMOURED_16MM |  |  |  | 3.561 m |  | 2 | 0 | Pass | null
382115184 | TNB | DISTRIBUTION | KUALA SELANGOR | Existing | RYB | 230/400 V |  |  | SERVICE LINE |  | 25_4C_AL_XLPE |  |  |  | 0.687 m |  | 4 | 0 | Pass | null
382115189 | TNB | DISTRIBUTION | KUALA SELANGOR | Existing | RYB | 230/400 V |  |  | SERVICE LINE |  | 70_4C_AL_XLPE |  |  |  | 2.147 m |  | 4 | 0 | Pass | null
382115194 | TNB | DISTRIBUTION | KUALA SELANGOR | Existing | RYB | 230/400 V |  |  | SERVICE LINE |  | 70_4C_AL_PILC |  |  |  | 3.634 m |  | 4 | 0 | Pass | null
382115199 | TNB | DISTRIBUTION | KUALA SELANGOR | Existing | RYB | 230/400 V |  |  | LV LINE |  | 70_4C_AL_XLPE |  |  |  | 4.119 m |  | 4 | 0 | Pass | null
382115204 | TNB | DISTRIBUTION | KUALA SELANGOR | Existing | RYB | 230/400 V |  |  | SERVICE LINE |  | 70_4C_AL_XLPE |  |  |  | 3.674 m |  | 4 | 0 | Pass | null
382115212 | TNB | DISTRIBUTION | KUALA SELANGOR | Existing | RYB | 230/400 V |  |  | LV LINE |  | 185_4C_AL_XLPE |  |  |  | 94.987 m |  | 4 | 0 | Pass | null
382115217 | TNB | DISTRIBUTION | KUALA SELANGOR | Existing | RYB | 230/400 V |  |  | LV LINE |  | 185_4C_AL_XLPE |  |  |  | 102.140 m |  | 4 | 0 | Pass | null
382115222 | TNB | DISTRIBUTION | KUALA SELANGOR | Existing | RYB | 230/400 V |  |  | LV LINE |  | 70_4C_AL_XLPE |  |  |  | 57.867 m |  | 4 | 0 | Pass | null
382115227 | TNB | DISTRIBUTION | KUALA SELANGOR | Existing | RYB | 230/400 V |  |  | LV LINE |  | 70_4C_AL_XLPE |  |  |  | 59.616 m |  | 4 | 0 | Pass | null
382115232 | TNB | DISTRIBUTION | KUALA SELANGOR | Existing | RYB | 230/400 V |  |  | LV LINE |  | 70_4C_AL_XLPE |  |  |  | 49.488 m |  | 4 | 0 | Pass | null
382115237 | TNB | DISTRIBUTION | KUALA SELANGOR | Existing | RYB | 230/400 V |  |  | SERVICE LINE |  | 25_4C_AL_XLPE |  |  |  | 4.014 m |  | 4 | 0 | Pass | null
382115242 | TNB | DISTRIBUTION | KUALA SELANGOR | Existing | RYB | 230/400 V |  |  | LV LINE |  | 70_4C_AL_XLPE |  |  |  | 40.558 m |  | 4 | 0 | Pass | null
382115247 | TNB | DISTRIBUTION | KUALA SELANGOR | Existing | RYB | 230/400 V |  |  | LV LINE |  | 185_4C_AL_XLPE |  |  |  | 28.078 m |  | 4 | 0 | Pass | null
382115257 | TNB | DISTRIBUTION | KUALA SELANGOR | Existing | RYB | 230/400 V |  |  | LV LINE |  | 25_4C_AL_XLPE |  |  |  | 3.883 m |  | 4 | 0 | Pass | null
382115262 | TNB | DISTRIBUTION | KUALA SELANGOR | Existing | RYB | 230/400 V |  |  | LV LINE |  | 70_4C_AL_PILC |  |  |  | 2.103 m |  | 4 | 0 | Pass | null
382115267 | TNB | DISTRIBUTION | KUALA SELANGOR | Existing | RYB | 230/400 V |  |  | LV LINE |  | 185_4C_AL_XLPE |  |  |  | 4.675 m |  | 4 | 0 | Pass | null
382115272 | TNB | DISTRIBUTION | KUALA SELANGOR | Existing | RYB | 230/400 V |  |  | LV LINE |  | 185_4C_AL_XLPE |  |  |  | 5.843 m |  | 4 | 0 | Pass | null
382115277 | TNB | DISTRIBUTION | KUALA SELANGOR | Existing | RYB | 230/400 V |  |  | LV LINE |  | 185_4C_AL_XLPE |  |  |  | 1.813 m |  | 4 | 0 | Pass | null
382115282 | TNB | DISTRIBUTION | KUALA SELANGOR | Existing | RYB | 230/400 V |  |  | LV LINE |  | 185_4C_AL_XLPE |  |  |  | 4.027 m |  | 4 | 0 | Pass | null
382115287 | TNB | DISTRIBUTION | KUALA SELANGOR | Existing | RYB | 230/400 V |  |  | LV LINE |  | 185_4C_AL_XLPE |  |  |  | 3.902 m |  | 4 | 0 | Pass | null
382115292 | TNB | DISTRIBUTION | KUALA SELANGOR | Existing | RYB | 230/400 V |  |  | LV LINE |  | 185_4C_AL_PILC |  |  |  | 2.650 m |  | 4 | 0 | Pass | null
382115297 | TNB | DISTRIBUTION | KUALA SELANGOR | Existing | RYB | 230/400 V |  |  | LV LINE |  | 185_4C_AL_XLPE |  |  |  | 2.337 m |  | 4 | 0 | Pass | null
382115312 | TNB | DISTRIBUTION | KUALA SELANGOR | Existing | RYB | 230/400 V |  |  | LV LINE |  | 185_4C_AL_XLPE |  |  |  | 1.154 m |  | 4 | 0 | Pass | null
382115317 | TNB | DISTRIBUTION | KUALA SELANGOR | Existing | RYB | 230/400 V |  |  | LV LINE |  | 185_4C_AL_XLPE |  |  |  | 1.110 m |  | 4 | 0 | Pass | null
382115322 | TNB | DISTRIBUTION | KUALA SELANGOR | Existing | RYB | 230/400 V |  |  | LV LINE |  | 185_4C_AL_PILC |  |  |  | 1.020 m |  | 4 | 0 | Pass | null
382115327 | TNB | DISTRIBUTION | KUALA SELANGOR | Existing | RYB | 230/400 V |  |  | LV LINE |  | 185_4C_AL_XLPE |  |  |  | 5.072 m |  | 4 | 0 | Pass | null
382115332 | TNB | DISTRIBUTION | KUALA SELANGOR | Existing | RYB | 230/400 V |  |  | LV LINE |  | 185_4C_AL_XLPE |  |  |  | 0.641 m |  | 4 | 0 | Pass | null
382115337 | TNB | DISTRIBUTION | KUALA SELANGOR | Existing | RYB | 230/400 V |  |  | LV LINE |  | 185_4C_AL_XLPE |  |  |  | 4.659 m |  | 4 | 0 | Pass | null
382115342 | TNB | DISTRIBUTION | KUALA SELANGOR | Existing | RYB | 230/400 V |  |  | LV LINE |  | 185_4C_AL_PILC |  |  |  | 5.227 m |  | 4 | 0 | Pass | null
382115347 | TNB | DISTRIBUTION | KUALA SELANGOR | Existing | RYB | 230/400 V |  |  | SERVICE LINE |  | 25_4C_AL_XLPE |  |  |  | 0.514 m |  | 4 | 0 | Pass | null
382115362 | TNB | DISTRIBUTION | KUALA SELANGOR | Existing | RYB | 230/400 V |  |  | LV LINE |  | 185_4C_AL_XLPE |  |  |  | 12.779 m |  | 4 | 0 | Pass | null
382115367 | TNB | DISTRIBUTION | KUALA SELANGOR | Existing | RYB | 230/400 V |  |  | LV LINE |  | 185_4C_AL_XLPE |  |  |  | 24.648 m |  | 4 | 0 | Pass | null
382115372 | TNB | DISTRIBUTION | KUALA SELANGOR | Existing | RYB | 230/400 V |  |  | LV LINE |  | 185_4C_AL_XLPE |  |  |  | 12.491 m |  | 4 | 0 | Pass | null
382115377 | TNB | DISTRIBUTION | KUALA SELANGOR | Existing | RYB | 230/400 V |  |  | SERVICE LINE |  | 25_4C_AL_XLPE |  |  |  | 7.835 m |  | 4 | 0 | Pass | null
382115382 | TNB | DISTRIBUTION | KUALA SELANGOR | Existing | RYB | 230/400 V |  |  | SERVICE LINE |  | 25_4C_AL_XLPE |  |  |  | 2.283 m |  | 4 | 0 | Pass | null
382115387 | TNB | DISTRIBUTION | KUALA SELANGOR | Existing | RYB | 230/400 V |  |  | LV LINE |  | 185_4C_AL_XLPE |  |  |  | 33.456 m |  | 4 | 0 | Pass | null
382115392 | TNB | DISTRIBUTION | KUALA SELANGOR | Existing | RYB | 230/400 V |  |  | LV LINE |  | 185_4C_AL_XLPE |  |  |  | 84.721 m |  | 4 | 0 | Pass | null
382115397 | TNB | DISTRIBUTION | KUALA SELANGOR | Existing | RYB | 230/400 V |  |  | LV LINE |  | 25_4C_AL_XLPE |  |  |  | 54.829 m |  | 4 | 0 | Pass | null
382115402 | TNB | DISTRIBUTION | KUALA SELANGOR | Existing | RYB | 230/400 V |  |  | LV LINE |  | 70_4C_AL_XLPE |  |  |  | 65.604 m |  | 4 | 0 | Pass | null
382115407 | TNB | DISTRIBUTION | KUALA SELANGOR | Existing | RYB | 230/400 V |  |  | SERVICE LINE |  | 25_4C_AL_XLPE |  |  |  | 14.692 m |  | 4 | 0 | Pass | null
382115412 | TNB | DISTRIBUTION | KUALA SELANGOR | Existing | RYB | 230/400 V |  |  | LV LINE |  | 70_4C_AL_XLPE |  |  |  | 79.524 m |  | 4 | 0 | Pass | null
382115417 | TNB | DISTRIBUTION | KUALA SELANGOR | Existing | RYB | 230/400 V |  |  | SERVICE LINE |  | 25_4C_AL_XLPE |  |  |  | 20.842 m |  | 4 | 0 | Pass | null
382115422 | TNB | DISTRIBUTION | KUALA SELANGOR | Existing | RYB | 230/400 V |  |  | LV LINE |  | 120_4C_AL_XLPE |  |  |  | 53.074 m |  | 4 | 0 | Pass | null
382115427 | TNB | DISTRIBUTION | KUALA SELANGOR | Existing | RYB | 230/400 V |  |  | SERVICE LINE |  | 25_4C_AL_XLPE |  |  |  | 29.227 m |  | 4 | 0 | Pass | null
382115432 | TNB | DISTRIBUTION | KUALA SELANGOR | Existing | RYB | 230/400 V |  |  | SERVICE LINE |  | 25_4C_AL_XLPE |  |  |  | 1.485 m |  | 4 | 0 | Pass | null
382115437 | TNB | DISTRIBUTION | KUALA SELANGOR | Existing | RYB | 230/400 V |  |  | LV LINE |  | 70_4C_AL_XLPE |  |  |  | 8.357 m |  | 4 | 0 | Pass | null
382115442 | TNB | DISTRIBUTION | KUALA SELANGOR | Existing | RYB | 230/400 V |  |  | LV LINE |  | 70_4C_AL_XLPE |  |  |  | 3.024 m |  | 4 | 0 | Pass | null
382115447 | TNB | DISTRIBUTION | KUALA SELANGOR | Existing | RYB | 230/400 V |  |  | LV LINE |  | 185_4C_AL_XLPE |  |  |  | 24.946 m |  | 4 | 0 | Pass | null
382115452 | TNB | DISTRIBUTION | KUALA SELANGOR | Existing | RYB | 230/400 V |  |  | LV LINE |  | 185_4C_AL_XLPE |  |  |  | 19.629 m |  | 4 | 0 | Pass | null
382115457 | TNB | DISTRIBUTION | KUALA SELANGOR | Existing | RYB | 230/400 V |  |  | LV LINE |  | 185_4C_AL_XLPE |  |  |  | 17.498 m |  | 4 | 0 | Pass | null
382115462 | TNB | DISTRIBUTION | KUALA SELANGOR | Existing | RYB | 230/400 V |  |  | SERVICE LINE |  | 25_4C_AL_XLPE |  |  |  | 12.586 m |  | 4 | 0 | Pass | null
382115467 | TNB | DISTRIBUTION | KUALA SELANGOR | Existing | RYB | 230/400 V |  |  | SERVICE LINE |  | 25_4C_AL_XLPE |  |  |  | 1.394 m |  | 4 | 0 | Pass | null
382115472 | TNB | DISTRIBUTION | KUALA SELANGOR | Existing | RYB | 230/400 V |  |  | LV LINE |  | 185_4C_AL_XLPE |  |  |  | 21.415 m |  | 4 | 0 | Pass | null
382115477 | TNB | DISTRIBUTION | KUALA SELANGOR | Existing | RYB | 230/400 V |  |  | LV LINE |  | 185_4C_AL_XLPE |  |  |  | 36.336 m |  | 4 | 0 | Pass | null
382115482 | TNB | DISTRIBUTION | KUALA SELANGOR | Existing | RYB | 230/400 V |  |  | SERVICE LINE |  | 25_4C_AL_XLPE |  |  |  | 3.510 m |  | 4 | 0 | Pass | null
382115487 | TNB | DISTRIBUTION | KUALA SELANGOR | Existing | RYB | 230/400 V |  |  | SERVICE LINE |  | 25_4C_AL_XLPE |  |  |  | 1.052 m |  | 4 | 0 | Pass | null
382115492 | TNB | DISTRIBUTION | KUALA SELANGOR | Existing | RYB | 230/400 V |  |  | LV LINE |  | 185_4C_AL_XLPE |  |  |  | 56.088 m |  | 4 | 0 | Pass | null
382115497 | TNB | DISTRIBUTION | KUALA SELANGOR | Existing | RYB | 230/400 V |  |  | LV LINE |  | 185_4C_AL_XLPE |  |  |  | 25.926 m |  | 4 | 0 | Pass | null
382115502 | TNB | DISTRIBUTION | KUALA SELANGOR | Existing | RYB | 230/400 V |  |  | LV LINE |  | 185_4C_AL_XLPE |  |  |  | 31.411 m |  | 4 | 0 | Pass | null
382115507 | TNB | DISTRIBUTION | KUALA SELANGOR | Existing | RYB | 230/400 V |  |  | LV LINE |  | 185_4C_AL_XLPE |  |  |  | 59.809 m |  | 4 | 0 | Pass | null
382115512 | TNB | DISTRIBUTION | KUALA SELANGOR | Existing | RYB | 230/400 V |  |  | LV LINE |  | 120_4C_AL_XLPE |  |  |  | 11.003 m |  | 4 | 0 | Pass | null
382115517 | TNB | DISTRIBUTION | KUALA SELANGOR | Existing | RYB | 230/400 V |  |  | LV LINE |  | 120_4C_AL_XLPE |  |  |  | 31.762 m |  | 4 | 0 | Pass | null
382115522 | TNB | DISTRIBUTION | KUALA SELANGOR | Existing | RYB | 230/400 V |  |  | LV LINE |  | 185_4C_AL_XLPE |  |  |  | 43.523 m |  | 4 | 0 | Pass | null
382115527 | TNB | DISTRIBUTION | KUALA SELANGOR | Existing | RYB | 230/400 V |  |  | SERVICE LINE |  | 185_4C_AL_XLPE |  |  |  | 26.965 m |  | 4 | 0 | Pass | null
382115532 | TNB | DISTRIBUTION | KUALA SELANGOR | Existing | RYB | 230/400 V |  |  | LV LINE |  | 120_4C_AL_XLPE |  |  |  | 556.048 m |  | 4 | 0 | Pass | null
382115537 | TNB | DISTRIBUTION | KUALA SELANGOR | Existing | RYB | 230/400 V |  |  | LV LINE |  | 300_4C_AL_XLPE |  |  |  | 62.195 m |  | 4 | 0 | Pass | null
382115542 | TNB | DISTRIBUTION | KUALA SELANGOR | Existing | RYB | 230/400 V |  |  | LV LINE |  | 185_4C_AL_XLPE |  |  |  | 60.707 m |  | 4 | 0 | Pass | null
382115552 | TNB | DISTRIBUTION | KUALA SELANGOR | Existing | RYB | 230/400 V |  |  | SERVICE LINE |  | 70_4C_AL_XLPE |  |  |  | 19.062 m |  | 4 | 0 | Pass | null
382115557 | TNB | DISTRIBUTION | KUALA SELANGOR | Existing | RYB | 230/400 V |  |  | SERVICE LINE |  | 70_4C_AL_XLPE |  |  |  | 3.598 m |  | 4 | 0 | Pass | null
382117544 | TNB | DISTRIBUTION | KUALA SELANGOR | Existing | RYB | 230/400 V |  |  | SERVICE LINE |  | 185_4C_AL_XLPE |  |  |  | 19.720 m |  | 4 | 0 | Pass | null
382117876 | TNB | DISTRIBUTION | KUALA SELANGOR | Existing | RYB | 230/400 V |  |  | SERVICE LINE |  | 185_4C_AL_XLPE |  |  |  | 61.612 m |  | 4 | 0 | Pass | null
382117881 | TNB | DISTRIBUTION | KUALA SELANGOR | Existing | RYB | 230/400 V |  |  | SERVICE LINE |  | 185_4C_AL_XLPE |  |  |  | 155.310 m |  | 4 | 0 | Pass | null
382117988 | TNB | DISTRIBUTION | KUALA SELANGOR | Existing | RYB | 230/400 V |  |  | SERVICE LINE |  | 120_4C_AL_XLPE |  |  |  | 17.806 m |  | 4 | 0 | Pass | null
382117993 | TNB | DISTRIBUTION | KUALA SELANGOR | Existing | RYB | 230/400 V |  |  | SERVICE LINE |  | 120_4C_AL_XLPE |  |  |  | 68.932 m |  | 4 | 0 | Pass | null
382118075 | TNB | DISTRIBUTION | KUALA SELANGOR | Existing | RYB | 230/400 V |  |  | SERVICE LINE |  | 7X_300_1C_AL_PVC/PVC |  |  |  | 0.846 m |  | 7 | 0 | Pass | null
382118109 | TNB | DISTRIBUTION | KUALA SELANGOR | Existing | RYB | 230/400 V |  |  | SERVICE LINE |  | 185_4C_AL_XLPE |  |  |  | 14.430 m |  | 4 | 0 | Pass | null
382118114 | TNB | DISTRIBUTION | KUALA SELANGOR | Existing | RYB | 230/400 V |  |  | SERVICE LINE |  | 185_4C_AL_XLPE |  |  |  | 12.562 m |  | 4 | 0 | Pass | null
382118120 | TNB | DISTRIBUTION | KUALA SELANGOR | Existing | RYB | 230/400 V |  |  | SERVICE LINE |  | 185_4C_AL_XLPE |  |  |  | 15.626 m |  | 4 | 0 | Pass | null
382118125 | TNB | DISTRIBUTION | KUALA SELANGOR | Existing | RYB | 230/400 V |  |  | SERVICE LINE |  | 185_4C_AL_XLPE |  |  |  | 14.375 m |  | 4 | 0 | Pass | null
382118130 | TNB | DISTRIBUTION | KUALA SELANGOR | Existing | RYB | 230/400 V |  |  | SERVICE LINE |  | 185_4C_AL_XLPE |  |  |  | 15.486 m |  | 4 | 0 | Pass | null
382118146 | TNB | DISTRIBUTION | KUALA SELANGOR | Existing | RYB | 230/400 V |  |  | SERVICE LINE |  | 185_4C_AL_XLPE |  |  |  | 84.630 m |  | 4 | 0 | Pass | null
382118151 | TNB | DISTRIBUTION | KUALA SELANGOR | Existing | RYB | 230/400 V |  |  | SERVICE LINE |  | 185_4C_AL_XLPE |  |  |  | 137.680 m |  | 4 | 0 | Pass | null
382118171 | TNB | DISTRIBUTION | KUALA SELANGOR | Existing | RYB | 230/400 V |  |  | SERVICE LINE |  | 185_4C_AL_XLPE |  |  |  | 29.629 m |  | 4 | 0 | Pass | null
382118176 | TNB | DISTRIBUTION | KUALA SELANGOR | Existing | RYB | 230/400 V |  |  | SERVICE LINE |  | 185_4C_AL_XLPE |  |  |  | 29.076 m |  | 4 | 0 | Pass | null
382118181 | TNB | DISTRIBUTION | KUALA SELANGOR | Existing | RYB | 230/400 V |  |  | SERVICE LINE |  | 185_4C_AL_XLPE |  |  |  | 15.532 m |  | 4 | 0 | Pass | null
382118187 | TNB | DISTRIBUTION | KUALA SELANGOR | Existing | RYB | 230/400 V |  |  | SERVICE LINE |  | 185_4C_AL_XLPE |  |  |  | 49.960 m |  | 4 | 0 | Pass | null
382118192 | TNB | DISTRIBUTION | KUALA SELANGOR | Existing | RYB | 230/400 V |  |  | SERVICE LINE |  | 185_4C_AL_XLPE |  |  |  | 14.921 m |  | 4 | 0 | Pass | null
382118200 | TNB | DISTRIBUTION | KUALA SELANGOR | Existing | RYB | 230/400 V |  |  | SERVICE LINE |  | 185_4C_AL_XLPE |  |  |  | 22.539 m |  | 4 | 0 | Pass | null
382118205 | TNB | DISTRIBUTION | KUALA SELANGOR | Existing | RYB | 230/400 V |  |  | SERVICE LINE |  | 185_4C_AL_XLPE |  |  |  | 32.798 m |  | 4 | 0 | Pass | null
382118210 | TNB | DISTRIBUTION | KUALA SELANGOR | Existing | RYB | 230/400 V |  |  | SERVICE LINE |  | 185_4C_AL_XLPE |  |  |  | 31.165 m |  | 4 | 0 | Pass | null
382118216 | TNB | DISTRIBUTION | KUALA SELANGOR | Existing | RYB | 230/400 V |  |  | SERVICE LINE |  | 185_4C_AL_XLPE |  |  |  | 35.419 m |  | 4 | 0 | Pass | null
382118303 | TNB | DISTRIBUTION | KUALA SELANGOR | Existing | RYB | 230/400 V |  |  | SERVICE LINE |  | 7X_300_1C_AL_PVC/PVC |  |  |  | 0.433 m |  | 7 | 0 | Pass | null
382191791 | TNB | DISTRIBUTION | KUALA SELANGOR | Existing | RYB | 230/400 V |  |  | LV LINE |  | 185_4C_AL_XLPE |  |  |  | 13.768 m |  | 4 | 0 | Pass | null
382191817 | TNB | DISTRIBUTION | KUALA SELANGOR | Existing | RYB | 230/400 V |  |  | LV LINE |  | 185_4C_AL_XLPE |  |  |  | 37.050 m |  | 4 | 0 | Pass | null
382191920 | TNB | DISTRIBUTION | KUALA SELANGOR | Existing | RYB | 230/400 V |  |  | SERVICE LINE |  | 185_4C_AL_XLPE |  |  |  | 17.542 m |  | 4 | 0 | Pass | null
382191926 | TNB | DISTRIBUTION | KUALA SELANGOR | Existing | RYB | 230/400 V |  |  | SERVICE LINE |  | 185_4C_AL_XLPE |  |  |  | 18.154 m |  | 4 | 0 | Pass | null
382191931 | TNB | DISTRIBUTION | KUALA SELANGOR | Existing | RYB | 230/400 V |  |  | SERVICE LINE |  | 185_4C_AL_XLPE |  |  |  | 18.223 m |  | 4 | 0 | Pass | null
382196111 | TNB | DISTRIBUTION | KUALA SELANGOR | Existing | RYB | 230/400 V |  |  | SERVICE LINE |  | 7X_500_1C_CU_PVC/PVC |  |  |  | 0.292 m |  | 7 | 0 | Pass | null
382196270 | TNB | DISTRIBUTION | KUALA SELANGOR | Existing | RYB | 230/400 V |  |  | LV LINE |  | 7X_500_1C_CU_PVC/PVC |  |  |  | 0.499 m |  | 7 | 0 | Pass | null
382196796 | TNB | DISTRIBUTION | KUALA SELANGOR | Existing | RYB | 230/400 V |  |  | SERVICE LINE |  | 185_4C_AL_XLPE |  |  |  | 28.836 m |  | 4 | 0 | Pass | null
382208971 | TNB | DISTRIBUTION | KUALA SELANGOR | Existing | RYB | 230/400 V | Unknown |  | LV LINE |  | 7X_500_1C_CU_PVC/PVC |  |  |  | 0.263 m |  | 7 | 0 | Pass | null
382209374 | TNB | DISTRIBUTION | KUALA SELANGOR | Existing | RYB | 230/400 V | Unknown |  | LV LINE |  | 7X_300_1C_AL_PVC/PVC |  |  |  | 0.210 m |  | 7 | 0 | Pass | null
382247805 | TNB | DISTRIBUTION | KUALA SELANGOR | Existing | RYB | 230/400 V |  |  | LV LINE |  | 185_4C_AL_XLPE |  |  |  | 67.852 m |  | 4 | 0 | Pass | null
382247819 | TNB | DISTRIBUTION | KUALA SELANGOR | Existing | RYB | 230/400 V |  |  | LV LINE |  | 185_4C_AL_XLPE |  |  |  | 20.650 m |  | 4 | 0 | Pass | null
382247957 | TNB | DISTRIBUTION | KUALA SELANGOR | Existing | RYB | 230/400 V |  |  | LV LINE |  | 70_4C_AL_XLPE |  |  |  | 9.405 m |  | 4 | 0 | Pass | null
382247998 | TNB | DISTRIBUTION | KUALA SELANGOR | Existing | RYB | 230/400 V |  |  | LV LINE |  | 185_4C_AL_XLPE |  |  |  | 10.370 m |  | 4 | 0 | Pass | null
382248003 | TNB | DISTRIBUTION | KUALA SELANGOR | Existing | RYB | 230/400 V |  |  | LV LINE |  | 185_4C_AL_XLPE |  |  |  | 9.858 m |  | 4 | 0 | Pass | null
382248008 | TNB | DISTRIBUTION | KUALA SELANGOR | Existing | RYB | 230/400 V |  |  | LV LINE |  | 185_4C_AL_XLPE |  |  |  | 9.564 m |  | 4 | 0 | Pass | null
382248013 | TNB | DISTRIBUTION | KUALA SELANGOR | Existing | RYB | 230/400 V |  |  | LV LINE |  | 185_4C_AL_XLPE |  |  |  | 52.797 m |  | 4 | 0 | Pass | null
382248915 | TNB | DISTRIBUTION | KUALA SELANGOR | Existing | RYB | 230/400 V |  |  | LV LINE |  | 185_4C_AL_PILC |  |  |  | 32.390 m |  | 4 | 0 | Pass | null
382249044 | TNB | DISTRIBUTION | KUALA SELANGOR | Existing | RYB | 230/400 V |  |  | LV LINE |  | 185_4C_AL_XLPE |  |  |  | 96.664 m |  | 4 | 0 | Pass | null
382249102 | TNB | DISTRIBUTION | KUALA SELANGOR | Existing | RYB | 230/400 V |  |  | LV LINE |  | 185_4C_AL_XLPE |  |  |  | 124.053 m |  | 4 | 0 | Pass | null
382249107 | TNB | DISTRIBUTION | KUALA SELANGOR | Existing | RYB | 230/400 V |  |  | LV LINE |  | 185_4C_AL_PILC |  |  |  | 31.484 m |  | 4 | 0 | Pass | null
382249835 | TNB | DISTRIBUTION | KUALA SELANGOR | Existing | RYB | 230/400 V |  |  | LV LINE |  | 185_4C_AL_XLPE |  |  |  | 13.635 m |  | 4 | 0 | Pass | null
382249840 | TNB | DISTRIBUTION | KUALA SELANGOR | Existing | RYB | 230/400 V |  |  | LV LINE |  | 185_4C_AL_XLPE |  |  |  | 57.993 m |  | 4 | 0 | Pass | null
382249886 | TNB | DISTRIBUTION | KUALA SELANGOR | Existing | RYB | 230/400 V |  |  | LV LINE |  | 185_4C_AL_XLPE |  |  |  | 182.506 m |  | 4 | 0 | Pass | null
382250344 | TNB | DISTRIBUTION | KUALA SELANGOR | Existing | RYB | 230/400 V |  |  | LV LINE |  | 185_4C_AL_XLPE |  |  |  | 11.493 m |  | 4 | 0 | Pass | null
382250349 | TNB | DISTRIBUTION | KUALA SELANGOR | Existing | RYB | 230/400 V |  |  | LV LINE |  | 185_4C_AL_XLPE |  |  |  | 11.476 m |  | 4 | 0 | Pass | null
382273385 | TNB | DISTRIBUTION | KUALA SELANGOR | Existing | RYB | 230/400 V | Unknown |  | LV LINE |  | 7X_300_1C_AL_PVC/PVC |  |  |  | 0.533 m |  | 7 | 0 | Pass | null
382286435 | TNB | DISTRIBUTION | KUALA SELANGOR | Existing | RYB | 230/400 V | Unknown |  | LV LINE |  | 4X_300_1C_AL_PVC/PVC |  |  |  | 0.420 m |  | 4 | 0 | Pass | null
382286629 | TNB | DISTRIBUTION | KUALA SELANGOR | Existing | RYB | 230/400 V |  |  | SERVICE LINE |  | 185_4C_AL_XLPE |  |  |  | 10.608 m |  | 4 | 0 | Pass | null
382286916 | TNB | DISTRIBUTION | KUALA SELANGOR | Existing | RYB | 230/400 V |  |  | SERVICE LINE |  | 185_4C_AL_XLPE |  |  |  | 38.990 m |  | 4 | 0 | Pass | null
382286925 | TNB | DISTRIBUTION | KUALA SELANGOR | Existing | RYB | 230/400 V |  |  | SERVICE LINE |  | 185_4C_AL_XLPE |  |  |  | 32.999 m |  | 4 | 0 | Pass | null
382286934 | TNB | DISTRIBUTION | KUALA SELANGOR | Existing | RYB | 230/400 V |  |  | SERVICE LINE |  | 185_4C_AL_XLPE |  |  |  | 33.372 m |  | 4 | 0 | Pass | null
382287182 | TNB | DISTRIBUTION | KUALA SELANGOR | Existing | RYB | 230/400 V |  |  | SERVICE LINE |  | 185_4C_AL_XLPE |  |  |  | 29.024 m |  | 4 | 0 | Pass | null
382287240 | TNB | DISTRIBUTION | KUALA SELANGOR | Existing | RYB | 230/400 V |  |  | SERVICE LINE |  | 185_4C_AL_XLPE |  |  |  | 34.329 m |  | 4 | 0 | Pass | null
382359478 | TNB | DISTRIBUTION | KUALA SELANGOR | Existing | RYB | 230/400 V | Unknown |  | LV LINE |  | 7X_300_1C_AL_PVC/PVC |  |  |  | 0.307 m |  | 7 | 0 | Pass | null
382359613 | TNB | DISTRIBUTION | KUALA SELANGOR | Existing | RYB | 230/400 V | Unknown |  | LV LINE |  | 7X_500_1C_CU_PVC/PVC |  |  |  | 0.253 m |  | 7 | 0 | Pass | null
382389314 | TNB | DISTRIBUTION | KUALA SELANGOR | Existing | RYB | 230/400 V | Unknown |  | LV LINE |  | 7X_500_1C_CU_PVC/PVC |  |  |  | 0.888 m |  | 7 | 0 | Pass | null
382389441 | TNB | DISTRIBUTION | KUALA SELANGOR | Existing | RYB | 230/400 V | Unknown |  | LV LINE |  | 7X_300_1C_AL_PVC/PVC |  |  |  | 0.696 m |  | 7 | 0 | Pass | null
382389599 | TNB | DISTRIBUTION | KUALA SELANGOR | Existing | RYB | 230/400 V | Unknown |  | LV LINE |  | 7X_500_1C_CU_PVC/PVC |  |  |  | 0.887 m |  | 7 | 0 | Pass | null
382389720 | TNB | DISTRIBUTION | KUALA SELANGOR | Existing | RYB | 230/400 V | Unknown |  | LV LINE |  | 7X_300_1C_AL_PVC/PVC |  |  |  | 0.919 m |  | 7 | 0 | Pass | null
382389854 | TNB | DISTRIBUTION | KUALA SELANGOR | Existing | RYB | 230/400 V | Unknown |  | LV LINE |  | 7X_300_1C_AL_PVC/PVC |  |  |  | 0.974 m |  | 7 | 0 | Pass | null
382389977 | TNB | DISTRIBUTION | KUALA SELANGOR | Existing | RYB | 230/400 V | Unknown |  | LV LINE |  | 7X_300_1C_AL_PVC/PVC |  |  |  | 0.877 m |  | 7 | 0 | Pass | null
382390098 | TNB | DISTRIBUTION | KUALA SELANGOR | Existing | RYB | 230/400 V | Unknown |  | LV LINE |  | 7X_500_1C_CU_PVC/PVC |  |  |  | 0.768 m |  | 7 | 0 | Pass | null
382390239 | TNB | DISTRIBUTION | KUALA SELANGOR | Existing | RYB | 230/400 V | NO | Class C | LV LINE |  | 7X_500_1C_CU_PVC/PVC |  |  |  | 1.008 m |  | 7 | 0 | Pass | null
382390242 | TNB | DISTRIBUTION | KUALA SELANGOR | Existing | RYB | 230/400 V | NO | Class C | LV LINE |  | 7X_500_1C_CU_PVC/PVC |  |  |  | 0.999 m |  | 7 | 0 | Pass | null
382390447 | TNB | DISTRIBUTION | KUALA SELANGOR | Existing | RYB | 230/400 V | Unknown |  | LV LINE |  | 7X_500_1C_CU_PVC/PVC |  |  |  | 0.806 m |  | 7 | 0 | Pass | null
382390568 | TNB | DISTRIBUTION | KUALA SELANGOR | Existing | RYB | 230/400 V | Unknown |  | LV LINE |  | 7X_300_1C_AL_PVC/PVC |  |  |  | 0.816 m |  | 7 | 0 | Pass | null
382390693 | TNB | DISTRIBUTION | KUALA SELANGOR | Existing | RYB | 230/400 V | Unknown |  | LV LINE |  | 7X_300_1C_AL_PVC/PVC |  |  |  | 0.767 m |  | 7 | 0 | Pass | null
382390819 | TNB | DISTRIBUTION | KUALA SELANGOR | Existing | RYB | 230/400 V | Unknown |  | LV LINE |  | 4X_300_1C_AL_PVC/PVC |  |  |  | 0.883 m |  | 4 | 0 | Pass | null
382390966 | TNB | DISTRIBUTION | KUALA SELANGOR | Existing | RYB | 230/400 V | Unknown |  | LV LINE |  | 7X_300_1C_AL_PVC/PVC |  |  |  | 0.874 m |  | 7 | 0 | Pass | null
382391099 | TNB | DISTRIBUTION | KUALA SELANGOR | Existing | RYB | 230/400 V | Unknown |  | LV LINE |  | 7X_300_1C_AL_PVC/PVC |  |  |  | 0.728 m |  | 7 | 0 | Pass | null
382391224 | TNB | DISTRIBUTION | KUALA SELANGOR | Existing | RYB | 230/400 V | Unknown |  | LV LINE |  | 7X_300_1C_AL_PVC/PVC |  |  |  | 0.786 m |  | 7 | 0 | Pass | null
382391349 | TNB | DISTRIBUTION | KUALA SELANGOR | Existing | RYB | 230/400 V | Unknown |  | LV LINE |  | 7X_500_1C_CU_PVC/PVC |  |  |  | 1.153 m |  | 7 | 0 | Pass | null
382391480 | TNB | DISTRIBUTION | KUALA SELANGOR | Existing | RYB | 230/400 V | Unknown |  | LV LINE |  | 7X_500_1C_CU_PVC/PVC |  |  |  | 1.013 m |  | 7 | 0 | Pass | null
382391605 | TNB | DISTRIBUTION | KUALA SELANGOR | Existing | RYB | 230/400 V | Unknown |  | LV LINE |  | 7X_300_1C_AL_PVC/PVC |  |  |  | 0.850 m |  | 7 | 0 | Pass | null
382391730 | TNB | DISTRIBUTION | KUALA SELANGOR | Existing | RYB | 230/400 V | Unknown |  | LV LINE |  | 7X_500_1C_CU_PVC/PVC |  |  |  | 0.638 m |  | 7 | 0 | Pass | null
382391856 | TNB | DISTRIBUTION | KUALA SELANGOR | Existing | RYB | 230/400 V | Unknown |  | LV LINE |  | 7X_500_1C_CU_PVC/PVC |  |  |  | 0.651 m |  | 7 | 0 | Pass | null
382392005 | TNB | DISTRIBUTION | KUALA SELANGOR | Existing | RYB | 230/400 V | Unknown |  | LV LINE |  | 7X_500_1C_CU_PVC/PVC |  |  |  | 0.894 m |  | 7 | 0 | Pass | null
382392131 | TNB | DISTRIBUTION | KUALA SELANGOR | Existing | RYB | 230/400 V | Unknown |  | LV LINE |  | 7X_300_1C_AL_PVC/PVC |  |  |  | 0.992 m |  | 7 | 0 | Pass | null
382392341 | TNB | DISTRIBUTION | KUALA SELANGOR | Existing | RYB | 230/400 V | Unknown |  | LV LINE |  | 7X_500_1C_CU_PVC/PVC |  |  |  | 0.668 m |  | 7 | 0 | Pass | null
382392344 | TNB | DISTRIBUTION | KUALA SELANGOR | Existing | RYB | 230/400 V | Unknown |  | LV LINE |  | 7X_500_1C_CU_PVC/PVC |  |  |  | 0.679 m |  | 7 | 0 | Pass | null
382392566 | TNB | DISTRIBUTION | KUALA SELANGOR | Existing | RYB | 230/400 V | Unknown |  | LV LINE |  | 7X_500_1C_CU_PVC/PVC |  |  |  | 0.738 m |  | 7 | 0 | Pass | null
382392569 | TNB | DISTRIBUTION | KUALA SELANGOR | Existing | RYB | 230/400 V | Unknown |  | LV LINE |  | 7X_500_1C_CU_PVC/PVC |  |  |  | 0.722 m |  | 7 | 0 | Pass | null
382392806 | TNB | DISTRIBUTION | KUALA SELANGOR | Existing | RYB | 230/400 V | Unknown |  | LV LINE |  | 7X_500_1C_CU_PVC/PVC |  |  |  | 0.590 m |  | 7 | 0 | Pass | null
382392809 | TNB | DISTRIBUTION | KUALA SELANGOR | Existing | RYB | 230/400 V | Unknown |  | LV LINE |  | 7X_500_1C_CU_PVC/PVC |  |  |  | 0.588 m |  | 7 | 0 | Pass | null
382393032 | TNB | DISTRIBUTION | KUALA SELANGOR | Existing | RYB | 230/400 V | Unknown |  | LV LINE |  | 7X_300_1C_AL_PVC/PVC |  |  |  | 0.838 m |  | 7 | 0 | Pass | null
382393153 | TNB | DISTRIBUTION | KUALA SELANGOR | Existing | RYB | 230/400 V | Unknown |  | LV LINE |  | 7X_500_1C_CU_PVC/PVC |  |  |  | 0.785 m |  | 7 | 0 | Pass | null
382393296 | TNB | DISTRIBUTION | KUALA SELANGOR | Existing | RYB | 230/400 V | Unknown |  | LV LINE |  | 7X_500_1C_CU_PVC/PVC |  |  |  | 1.618 m |  | 7 | 0 | Pass | null
382393299 | TNB | DISTRIBUTION | KUALA SELANGOR | Existing | RYB | 230/400 V | Unknown |  | LV LINE |  | 7X_500_1C_CU_PVC/PVC |  |  |  | 1.614 m |  | 7 | 0 | Pass | null
382561261 | TNB | DISTRIBUTION | KUALA SELANGOR | Existing | RYB | 230/400 V |  |  | LV LINE |  | 7X_300_1C_AL_PVC/PVC |  |  |  | 0.710 m |  | 7 | 0 | Pass | null
382711364 | TNB | DISTRIBUTION | KUALA SELANGOR | Existing | RYB | 230/400 V | Unknown |  | LV LINE |  | 7X_300_1C_AL_PVC/PVC |  |  |  | 0.883 m |  | 7 | 0 | Pass | null
382711489 | TNB | DISTRIBUTION | KUALA SELANGOR | Existing | RYB | 230/400 V | Unknown |  | LV LINE |  | 7X_300_1C_AL_PVC/PVC |  |  |  | 0.701 m |  | 7 | 0 | Pass | null
382711616 | TNB | DISTRIBUTION | KUALA SELANGOR | Existing | RYB | 230/400 V | Unknown |  | LV LINE |  | 7X_300_1C_AL_PVC/PVC |  |  |  | 0.822 m |  | 7 | 0 | Pass | null
383385879 | TNB | DISTRIBUTION | KUALA SELANGOR | Existing | RYB | 230/400 V | Unknown |  | LV LINE |  | 7X_500_1C_CU_PVC/PVC |  |  |  | 0.662 m |  | 7 | 0 | Pass | null
383432787 | TNB | DISTRIBUTION | KUALA SELANGOR | Existing | RYB | 230/400 V |  |  | SERVICE LINE |  | 300_4C_AL_XLPE |  |  |  | 0.176 m |  | 4 | 0 | Pass | null
383814923 | TNB | DISTRIBUTION | KUALA SELANGOR | Existing | RYB | 230/400 V | Unknown |  | LV LINE |  | 7X_500_1C_CU_PVC/PVC |  |  |  | 0.060 m |  | 7 | 0 | Pass | null
383814926 | TNB | DISTRIBUTION | KUALA SELANGOR | Existing | RYB | 230/400 V | Unknown |  | LV LINE |  | 7X_500_1C_CU_PVC/PVC |  |  |  | 0.060 m |  | 7 | 0 | Pass | null
383815143 | TNB | DISTRIBUTION | KUALA SELANGOR | Existing | RYB | 230/400 V | Unknown |  | LV LINE |  | 7X_500_1C_CU_PVC/PVC |  |  |  | 0.060 m |  | 7 | 0 | Pass | null
383815260 | TNB | DISTRIBUTION | KUALA SELANGOR | Existing | RYB | 230/400 V | Unknown |  | LV LINE |  | 7X_500_1C_CU_PVC/PVC |  |  |  | 0.060 m |  | 7 | 0 | Pass | null
383819210 | TNB | DISTRIBUTION | KUALA SELANGOR | Existing | RYB | 230/400 V | Unknown |  | LV LINE |  | 7X_500_1C_CU_PVC/PVC |  |  |  | 0.173 m |  | 7 | 0 | Pass | null
383819324 | TNB | DISTRIBUTION | KUALA SELANGOR | Existing | RYB | 230/400 V | Unknown |  | LV LINE |  | 7X_500_1C_CU_PVC/PVC |  |  |  | 0.202 m |  | 7 | 0 | Pass | null
383819438 | TNB | DISTRIBUTION | KUALA SELANGOR | Existing | RYB | 230/400 V | Unknown |  | LV LINE |  | 7X_500_1C_CU_PVC/PVC |  |  |  | 0.228 m |  | 7 | 0 | Pass | null
384274922 | TNB | DISTRIBUTION | KUALA SELANGOR | Existing | RYB | 230/400 V |  |  | LV LINE |  | 4X_500_1C_AL_PVC/PVC |  |  |  | 0.744 m |  | 4 | 0 | Pass | null
384888552 | TNB | DISTRIBUTION | KUALA SELANGOR | Existing | RYB | 230/400 V | Unknown |  | LV LINE |  | 7X_500_1C_CU_PVC/PVC |  |  |  | 0.151 m |  | 7 | 0 | Pass | null
384888708 | TNB | DISTRIBUTION | KUALA SELANGOR | Existing | RYB | 230/400 V | Unknown |  | LV LINE |  | 7X_500_1C_CU_PVC/PVC |  |  |  | 0.191 m |  | 7 | 0 | Pass | null
384892878 | TNB | DISTRIBUTION | KUALA SELANGOR | Existing | RYB | 230/400 V | Unknown |  | LV LINE |  | 7X_300_1C_AL_PVC/PVC |  |  |  | 0.442 m |  | 7 | 0 | Pass | null
384893021 | TNB | DISTRIBUTION | KUALA SELANGOR | Existing | RYB | 230/400 V | Unknown |  | LV LINE |  | 7X_500_1C_CU_PVC/PVC |  |  |  | 0.871 m |  | 7 | 0 | Pass | null
384893390 | TNB | DISTRIBUTION | KUALA SELANGOR | Existing | RYB | 230/400 V | Unknown |  | LV LINE |  | 7X_300_1C_AL_PVC/PVC |  |  |  | 0.679 m |  | 7 | 0 | Pass | null
384893521 | TNB | DISTRIBUTION | KUALA SELANGOR | Existing | RYB | 230/400 V | Unknown |  | LV LINE |  | 7X_500_1C_CU_PVC/PVC |  |  |  | 0.730 m |  | 7 | 0 | Pass | null
384965714 | TNB | DISTRIBUTION | KUALA SELANGOR | Existing | RYB | 230/400 V | NO | Class C | LV LINE |  | 7X_500_1C_CU_PVC/PVC |  |  |  | 0.189 m |  | 7 | 0 | Pass | null
385030187 | TNB | DISTRIBUTION | KUALA SELANGOR | Existing | RYB | 230/400 V | YES |  | LV LINE |  | 7X_500_1C_CU_PVC/PVC |  |  |  | 0.232 m |  | 7 | 0 | Pass | null
385030221 | TNB | DISTRIBUTION | KUALA SELANGOR | Existing | RYB | 230/400 V | YES |  | LV LINE |  | 7X_300_1C_AL_PVC/PVC |  |  |  | 0.480 m |  | 7 | 0 | Pass | null
385502555 | TNB | DISTRIBUTION | KUALA SELANGOR | Existing | RYB | 230/400 V | Unknown | Class D | LV LINE |  | 7X_500_1C_CU_PVC/PVC |  |  |  | 0.060 m |  | 7 | 0 | Pass | null
385502558 | TNB | DISTRIBUTION | KUALA SELANGOR | Existing | RYB | 230/400 V | Unknown | Class D | LV LINE |  | 7X_500_1C_CU_PVC/PVC |  |  |  | 0.060 m |  | 7 | 0 | Pass | null
385502786 | TNB | DISTRIBUTION | KUALA SELANGOR | Existing | RYB | 230/400 V | NO | Class C | LV LINE |  | 7X_500_1C_CU_PVC/PVC |  |  |  | 0.526 m |  | 7 | 0 | Pass | null
385502789 | TNB | DISTRIBUTION | KUALA SELANGOR | Existing | RYB | 230/400 V | NO | Class C | LV LINE |  | 7X_500_1C_CU_PVC/PVC |  |  |  | 0.538 m |  | 7 | 0 | Pass | null
385503227 | TNB | DISTRIBUTION | KUALA SELANGOR | Existing | RYB | 230/400 V | NO | Class C | LV LINE |  | 7X_300_1C_AL_PVC/PVC |  |  |  | 0.480 m |  | 7 | 0 | Pass | null
385503230 | TNB | DISTRIBUTION | KUALA SELANGOR | Existing | RYB | 230/400 V | NO | Class C | LV LINE |  | 7X_500_1C_CU_PVC/PVC |  |  |  | 0.449 m |  | 7 | 0 | Pass | null
386034949 | TNB | DISTRIBUTION | KUALA SELANGOR | Existing | RYB | 230/400 V | NO | Class C | LV LINE |  | 7X_500_1C_CU_PVC/PVC |  |  |  | 0.350 m |  | 7 | 0 | Pass | null
386034952 | TNB | DISTRIBUTION | KUALA SELANGOR | Existing | RYB | 230/400 V | NO | Class C | LV LINE |  | 7X_500_1C_CU_PVC/PVC |  |  |  | 0.356 m |  | 7 | 0 | Pass | null
387816963 | TNB | DISTRIBUTION | KUALA SELANGOR | Existing | RYB | 230/400 V | NO | Class C | LV LINE |  | 7X_500_1C_CU_PVC/PVC |  |  |  | 0.480 m |  | 7 | 0 | Pass | null
387816966 | TNB | DISTRIBUTION | KUALA SELANGOR | Existing | RYB | 230/400 V | NO | Class C | LV LINE |  | 7X_500_1C_CU_PVC/PVC |  |  |  | 0.480 m |  | 7 | 0 | Pass | null
387817192 | TNB | DISTRIBUTION | KUALA SELANGOR | Existing | RYB | 230/400 V | NO | Class C | LV LINE |  | 7X_300_1C_AL_PVC/PVC |  |  |  | 0.358 m |  | 7 | 0 | Pass | null
387817367 | TNB | DISTRIBUTION | KUALA SELANGOR | Existing | RYB | 230/400 V | NO | Class C | LV LINE |  | 7X_500_1C_CU_PVC/PVC |  |  |  | 0.358 m |  | 7 | 0 | Pass | null
387817370 | TNB | DISTRIBUTION | KUALA SELANGOR | Existing | RYB | 230/400 V | NO | Class C | LV LINE |  | 7X_500_1C_CU_PVC/PVC |  |  |  | 0.358 m |  | 7 | 0 | Pass | null
388117517 | TNB | DISTRIBUTION | KUALA SELANGOR | Existing | RYB | 230/400 V | Unknown | Class C | LV LINE |  | 7X_500_1C_CU_PVC/PVC |  |  |  | 0.061 m |  | 7 | 0 | Pass | null
388117520 | TNB | DISTRIBUTION | KUALA SELANGOR | Existing | RYB | 230/400 V | Unknown | Class C | LV LINE |  | 7X_500_1C_CU_PVC/PVC |  |  |  | 0.061 m |  | 7 | 0 | Pass | null
389036446 | TNB | DISTRIBUTION | KUALA SELANGOR | Existing | RYB | 230/400 V | NO | Class C | LV LINE |  | 7X_300_1C_AL_PVC/PVC |  |  |  | 0.060 m |  | 7 | 0 | Pass | null
389071103 | TNB | DISTRIBUTION | KUALA SELANGOR | Existing | RYB | 230/400 V |  |  | SERVICE LINE |  | 185_4C_AL_XLPE |  |  |  | 535.809 m |  | 4 | 0 | Pass | null
390513562 | TNB | DISTRIBUTION | KUALA SELANGOR | Existing | RYB | 230/400 V | Unknown | Class C | LV LINE |  | 7X_500_1C_CU_PVC/PVC |  |  |  | 0.204 m |  | 7 | 0 | Pass | null
390513689 | TNB | DISTRIBUTION | KUALA SELANGOR | Existing | RYB | 230/400 V | Unknown | Class C | LV LINE |  | 7X_500_1C_CU_PVC/PVC |  |  |  | 0.251 m |  | 7 | 0 | Pass | null
390513831 | TNB | DISTRIBUTION | KUALA SELANGOR | Existing | RYB | 230/400 V | Unknown | Class C | LV LINE |  | 7X_500_1C_CU_PVC/PVC |  |  |  | 0.177 m |  | 7 | 0 | Pass | null
392044858 | TNB | DISTRIBUTION | KUALA SELANGOR | Existing | RYB | 230/400 V | YES | Class D | SERVICE LINE |  | 70_4C_AL_XLPE |  |  |  | 53.190 m |  | 4 | 0 | Pass | null
392044884 | TNB | DISTRIBUTION | KUALA SELANGOR | Existing | RYB | 230/400 V | YES | Class D | LV LINE |  | 185_4C_AL_XLPE |  |  |  | 11.846 m | Incoming Tidak diketahui | 4 | 0 | Pass | null
392044889 | TNB | DISTRIBUTION | KUALA SELANGOR | Existing | RYB | 230/400 V | YES | Class D | LV LINE |  | 185_4C_AL_XLPE |  |  |  | 11.751 m | Incoming Tidak diketahui | 4 | 0 | Pass | null
392044894 | TNB | DISTRIBUTION | KUALA SELANGOR | Existing | RYB | 230/400 V | YES | Class D | LV LINE |  | 185_4C_AL_XLPE |  |  |  | 22.364 m | Incoming Tidak diketahui | 4 | 0 | Pass | null
392072977 | TNB | DISTRIBUTION | KUALA SELANGOR | Existing | RYB | 230/400 V | NO | Class C | SERVICE LINE |  | 185_4C_AL_XLPE |  |  |  | 14.881 m |  | 4 | 0 | Pass | null
392072982 | TNB | DISTRIBUTION | KUALA SELANGOR | Existing | RYB | 230/400 V | NO | Class C | SERVICE LINE |  | 185_4C_AL_XLPE |  |  |  | 16.927 m |  | 4 | 0 | Pass | null
392716923 | TNB | DISTRIBUTION | KUALA SELANGOR | Existing | RYB | 230/400 V | NO | Class C | LV LINE |  | 70_4C_AL_XLPE |  |  |  | 20.377 m |  | 4 | 0 | Pass | null
392716972 | TNB | DISTRIBUTION | KUALA SELANGOR | Existing | RYB | 230/400 V | NO | Class C | LV LINE |  | 120_4C_AL_XLPE |  |  |  | 9.700 m |  | 4 | 0 | Pass | null
392717037 | TNB | DISTRIBUTION | KUALA SELANGOR | Existing | RYB | 230/400 V | NO | Class C | LV LINE |  | 185_4C_AL_XLPE |  |  |  | 16.441 m |  | 4 | 0 | Pass | null
392717042 | TNB | DISTRIBUTION | KUALA SELANGOR | Existing | RYB | 230/400 V | NO | Class C | LV LINE |  | 70_4C_AL_XLPE |  |  |  | 61.694 m |  | 4 | 0 | Pass | null
392717164 | TNB | DISTRIBUTION | KUALA SELANGOR | Existing | RYB | 230/400 V | NO | Class C | LV LINE |  | 185_4C_AL_XLPE |  |  |  | 50.490 m |  | 4 | 0 | Pass | null
392717169 | TNB | DISTRIBUTION | KUALA SELANGOR | Existing | RYB | 230/400 V | NO | Class C | SERVICE LINE |  | 70_4C_AL_XLPE |  |  |  | 37.700 m |  | 4 | 0 | Pass | null
392717174 | TNB | DISTRIBUTION | KUALA SELANGOR | Existing | RYB | 230/400 V | NO | Class C | LV LINE |  | 185_4C_AL_XLPE |  |  |  | 89.685 m |  | 4 | 0 | Pass | null
392717179 | TNB | DISTRIBUTION | KUALA SELANGOR | Existing | RYB | 230/400 V | NO | Class C | LV LINE |  | 185_4C_AL_XLPE |  |  |  | 100.639 m |  | 4 | 0 | Pass | null
392717184 | TNB | DISTRIBUTION | KUALA SELANGOR | Existing | RYB | 230/400 V | NO | Class C | LV LINE |  | 185_4C_AL_XLPE |  |  |  | 67.288 m |  | 4 | 0 | Pass | null
392717189 | TNB | DISTRIBUTION | KUALA SELANGOR | Existing | RYB | 230/400 V | NO | Class C | LV LINE |  | 185_4C_AL_XLPE |  |  |  | 22.465 m |  | 4 | 0 | Pass | null
392717302 | TNB | DISTRIBUTION | KUALA SELANGOR | Existing | RYB | 230/400 V | NO | Class C | LV LINE |  | 70_4C_AL_XLPE |  |  |  | 40.048 m |  | 4 | 0 | Pass | null
392717307 | TNB | DISTRIBUTION | KUALA SELANGOR | Existing | RYB | 230/400 V | NO | Class C | LV LINE |  | 70_4C_AL_XLPE |  |  |  | 125.856 m |  | 4 | 0 | Pass | null
392717312 | TNB | DISTRIBUTION | KUALA SELANGOR | Existing | RYB | 230/400 V | NO | Class C | LV LINE |  | 120_4C_AL_XLPE |  |  |  | 45.469 m |  | 4 | 0 | Pass | null
392717317 | TNB | DISTRIBUTION | KUALA SELANGOR | Existing | RYB | 230/400 V | NO | Class C | LV LINE |  | 70_4C_AL_XLPE |  |  |  | 136.376 m |  | 4 | 0 | Pass | null
392717366 | TNB | DISTRIBUTION | KUALA SELANGOR | Existing | RYB | 230/400 V | NO | Class C | LV LINE |  | 70_4C_AL_XLPE |  |  |  | 35.569 m |  | 4 | 0 | Pass | null
392717376 | TNB | DISTRIBUTION | KUALA SELANGOR | Existing | RYB | 230/400 V | NO | Class C | LV LINE |  | 120_4C_AL_XLPE |  |  |  | 40.184 m |  | 4 | 0 | Pass | null
392717566 | TNB | DISTRIBUTION | KUALA SELANGOR | Existing | RYB | 230/400 V | NO | Class C | LV LINE |  | 70_4C_AL_XLPE |  |  |  | 35.229 m |  | 4 | 0 | Pass | null
392717571 | TNB | DISTRIBUTION | KUALA SELANGOR | Existing | RYB | 230/400 V | NO | Class C | LV LINE |  | 70_4C_AL_XLPE |  |  |  | 45.164 m |  | 4 | 0 | Pass | null
392717581 | TNB | DISTRIBUTION | KUALA SELANGOR | Existing | RYB | 230/400 V | NO | Class C | LV LINE |  | 70_4C_AL_XLPE |  |  |  | 72.991 m |  | 4 | 0 | Pass | null
392717586 | TNB | DISTRIBUTION | KUALA SELANGOR | Existing | RYB | 230/400 V | NO | Class C | LV LINE |  | 70_4C_AL_XLPE |  |  |  | 61.129 m |  | 4 | 0 | Pass | null
392717591 | TNB | DISTRIBUTION | KUALA SELANGOR | Existing | RYB | 230/400 V | NO | Class C | LV LINE |  | 70_4C_AL_XLPE |  |  |  | 55.943 m |  | 4 | 0 | Pass | null
392717596 | TNB | DISTRIBUTION | KUALA SELANGOR | Existing | RYB | 230/400 V | NO | Class C | LV LINE |  | 70_4C_AL_XLPE |  |  |  | 70.773 m |  | 4 | 0 | Pass | null
392718003 | TNB | DISTRIBUTION | KUALA SELANGOR | Existing | RYB | 230/400 V | YES | Class D | LV LINE |  | 300_4C_AL_XLPE |  |  |  | 14.625 m |  | 4 | 0 | Pass | null
392718008 | TNB | DISTRIBUTION | KUALA SELANGOR | Existing | RYB | 230/400 V | YES | Class D | LV LINE |  | 300_4C_AL_XLPE |  |  |  | 13.224 m |  | 4 | 0 | Pass | null
392853774 | TNB | DISTRIBUTION | KUALA SELANGOR | Existing | RYB | 230/400 V | NO | Class C | SERVICE LINE |  | 70_4C_AL_XLPE |  |  |  | 9.182 m |  | 4 | 0 | Pass | null
393786147 | TNB | DISTRIBUTION | KUALA SELANGOR | Existing | RYB | 230/400 V | Unknown | Class C | LV LINE |  | 7X_500_1C_CU_PVC/PVC |  |  |  | 0.358 m |  | 7 | 0 | Pass | null
393786150 | TNB | DISTRIBUTION | KUALA SELANGOR | Existing | RYB | 230/400 V | Unknown | Class C | LV LINE |  | 7X_500_1C_CU_PVC/PVC |  |  |  | 0.358 m |  | 7 | 0 | Pass | null
393786369 | TNB | DISTRIBUTION | KUALA SELANGOR | Existing | RYB | 230/400 V | Unknown | Class C | LV LINE |  | 7X_500_1C_CU_PVC/PVC |  |  |  | 0.358 m |  | 7 | 0 | Pass | null
393786475 | TNB | DISTRIBUTION | KUALA SELANGOR | Existing | RYB | 230/400 V | Unknown | Class C | LV LINE |  | 7X_500_1C_CU_PVC/PVC |  |  |  | 0.358 m |  | 7 | 0 | Pass | null