## Circuit Breaker_FME
Id | Status | Breaker_No | Insul_Type | Ope_voltag | Rated_Curr | Owner_Type | Owner_Name | Mnemonics | Manufactur | Model_Num | Feeder_Dir | ERMS_Eq_No | ERMS_FL | Feeder_Lab | Normal_Sta | SS_Name | Ope_Area | ERMS_Manu | ERMS_Sy_St | ERMS_ur_St | Check | Detail
412229212 | Existing |  | VACUUM | 11 kV | 0 | TNB | DISTRIBUTION |  |  | INS24 |  | 300245083 | WKLC/PCE/J01077/MB28310 | 28310 | CLOSED | P/PURI JLN TMN SEPUTEH OFF JLN SYED PUTR | KUALA LUMPUR PUSAT | INDKOM | INST |  | Pass | null
400837745 | Existing | 15976 | VACUUM | 11 kV | 630 | TNB | DISTRIBUTION |  |  | VK10J20H | P/E RICHIE COURT | 10000966 | WKLC/PCE/J00644/MB15976 | 15976 | OPEN | PUSAT PERUBATAN GLENEAGLES INTAN NO 2 | KUALA LUMPUR TIMUR | TAMCO | INST |  | Fail | Please check "Operational Area"
416385883 | Existing | 425 | VACUUM | 11 kV | 630 | TNB | DISTRIBUTION |  |  | N/A | CABLE ABANDONED | 300064546 | WKLC/PCE/J00612/MB425 | 425 | OPEN | LOWER AMPANG NO.1 | KUALA LUMPUR PUSAT | TAMCO | INST |  | Pass | null
416106059 | Existing | 18247 | VACUUM | 11 kV | 630 | TNB | DISTRIBUTION |  |  | VMH12 | TX NO 2 | 300064822 | WKLC/PCE/J00659/MB18247 | 18247 | CLOSED | TAMAN DAGANG NO.5 | KUALA LUMPUR PUSAT | LKH | INST |  | Pass | null
412267005 | Existing | 21328 | VACUUM | 11 kV | 630 | TNB | DISTRIBUTION |  |  | VK10J20H | P/E ORKID HOTEL | 300537540 | WKLC/PCE/J00792/MB1 | 21328 | CLOSED | SUNSHINE HOTEL | KUALA LUMPUR PUSAT | TAMCO | INST | YTBC | Pass | null
412267766 | Existing | 42419 | VACUUM | 11 kV | 630 | TNB | DISTRIBUTION |  |  | VK10J20H | BUS SECTION | 300287533 | WKLC/PCE/J01512/MB42419 | 42419 | OPEN | TARAGON PUTERI BINTANG JALAN BABA | KUALA LUMPUR PUSAT | TAMCO | INST |  | Pass | null
412267606 | Existing | 40269 | VACUUM | 11 kV | 630 | TNB | DISTRIBUTION |  |  | VFT-12 | N/A | 300270279 | WKLC/PCE/J01472/MB40269 | 40269 | CLOSED | PICCOLO HOTEL JALAN BUKIT BINTANG | KUALA LUMPUR PUSAT | EPE | INST |  | Pass | null
412288665 | Existing | 9038 | VACUUM | 11 kV | 630 | TNB | DISTRIBUTION |  |  | VFT-12-106 | BANGUNAN MAGNUM | 300244878 | WKLC/PCE/J01043/MB9038 | 9038 | CLOSED | KOPERASI MEWAH | KUALA LUMPUR PUSAT | EPE | INST |  | Pass | null
418064014 | Existing | 15036 | VACUUM | 11 kV | 630 | TNB | DISTRIBUTION |  |  | VK 10J20H | SALAK SOUTH GADREN NO.2 | 300244619 | WKLC/PCE/J01072/MB15036 | 15036 | CLOSED | MABA NO.2 | KUALA LUMPUR PUSAT | TAMCO | INST |  | Pass | null
411743468 | Existing |  | VACUUM | 11 kV | 630 | TNB | DISTRIBUTION |  |  | N/A |  | 300512210 | WKLC/PCE/J01195/MB1 | 42727 | CLOSED | SEK KEB KUALA AMPANG 2 JLN NIPAH | KUALA LUMPUR PUSAT | EPE | INST |  | Pass | null
378160277 | Existing | 3P5 | VACUUM | 33 kV | 1 | TNB | DISTRIBUTION |  | EPE | VGA-32 | 3P5 - PPU PANDAN INDAH | 310104875 | WKLC/PPU/G00043/MB1 | 1P5 | OPEN | PPU BANGUNAN MAS BARU | KUALA LUMPUR PUSAT |  |  |  | Pass | null
412327724 | Existing |  | VACUUM | 11 kV | 0 | TNB | DISTRIBUTION |  |  | GR1 |  | 300245351 | WKLC/PCE/J00992/MB476 | 476 | CLOSED | CHAN SOW LIN NO.1 | KUALA LUMPUR PUSAT | TAMCO | INST |  | Pass | null
399846351 | Existing |  | VACUUM | 11 kV | 0 | TNB | DISTRIBUTION | [6 empty] | 47988 | CLOSED | P/PURI REMBUN JLN AMPANG HILIR | KUALA LUMPUR TIMUR |  |  |  | Fail | Please check "Operational Area"
411997545 | Existing |  | VACUUM | 11 kV | 630 | TNB | DISTRIBUTION |  |  | 8BK88E |  | 300531979 | WKLC/PCE/J01764/MB1 | 49633 | CLOSED | SSU VELOCITY FASA 3 JLN PEEL | KUALA LUMPUR PUSAT | ITEM | INST | YTBC | Pass | null
411998434 | Existing |  | VACUUM | 11 kV | 0 | TNB | DISTRIBUTION | [6 empty] | 52362 | OPEN |  | KUALA LUMPUR PUSAT |  |  |  | Pass | null
377693085 | Existing | 9L5 | VACUUM |  | 1 | TNB | DISTRIBUTION |  | EPE | VJ-32DBB | SSU THE GARDEN (3S5) | 300043959 | WKLC/PMU/G00006/MB9L5 | 9L5 | CLOSED | PMU MID VALLEY 132/33/11KV | KUALA LUMPUR PUSAT | EPE | INST |  | Fail | Please check "Operating Voltage"
377799340 | Existing | 1P5 | VACUUM | 33 kV | 1 | TNB | DISTRIBUTION |  | TAMCO | GV 30M 25B | 1P5-PPU SHAMELIN | 300285876 | WKLC/PPU/G00010/MB1P5 | 1P5 | CLOSED | PPU JALAN SG BESI | KUALA LUMPUR PUSAT | TAMCO | INST |  | Pass | null
411336202 | Existing | 6364 | VACUUM | 11 kV | 630 | TNB | DISTRIBUTION |  |  | VMH12 | SWISS GARDEN HOTEL | 300062820 | WKLC/PCE/J00303/MB6361 | 6361 | CLOSED | PE CHINESE MATERNITY HOSPITAL | KUALA LUMPUR PUSAT | LKH | INST |  | Pass | null
418026306 | Existing |  | VACUUM | 11 kV | 0 | TNB | DISTRIBUTION | [6 empty] | 1 | CLOSED | PERNAS INTERNATIONAL | KUALA LUMPUR PUSAT |  |  |  | Pass | null
416183324 | Existing | 2415 | VACUUM | 11 kV | 630 | TNB | DISTRIBUTION |  |  | BVP.17 | TX2 | 300064088 | WKLC/PCE/J00532/MB2415 | 2415 | CLOSED | TELEKOM HQ | KUALA LUMPUR PUSAT | ASS. ELECTRICAL INDUSTRIES LTD | INST |  | Pass | null
63373134 | Existing | 2HO | VACUUM | 33 kV | 1 | TNB | DISTRIBUTION |  | TOSHIBA | VY30M25D | 3O MVA 33/11KV TX2 | 300043865 | WKLC/PMU/G00002/MB2HO | 2H0 | CLOSED | PMU BUKIT MAHKAMAH 132/33/11KV | KUALA LUMPUR PUSAT | TOSHIBA | INST |  | Pass | null
377692957 | Existing | 1WO | VACUUM | 33 kV | 2 | TNB | DISTRIBUTION |  | EPE | VJ-32DBB | BUS COUPLER | 300043949 | WKLC/PMU/G00006/MB1WO | 1WO | CLOSED | PMU MID VALLEY 132/33/11KV | KUALA LUMPUR PUSAT | EPE | INST |  | Pass | null
377375553 | Existing | VCB6 | VACUUM | 11 kV | 630 | TNB | DISTRIBUTION |  | EPE | VFT-12 | P/E TASIK TAMBAHAN NO2 | 300285802 | WKLC/PPU/G00032/NB6 | 6 | CLOSED | PPU HOSPITAL AMPANG | KUALA LUMPUR PUSAT | EPE | INST |  | Pass | null
377304150 | Existing | VCB30 | VACUUM | 11 kV | 2 | TNB | DISTRIBUTION |  | TAMCO | VK 10P 25D | BUS SECTION | 300044898 | WKLC/PPU/G00031/NB30 | 30 | CLOSED | PPU YOW CHUAN PLAZA | KUALA LUMPUR PUSAT | TAMCO | INST |  | Pass | null
377520110 | Existing | VCB13 | VACUUM | 11 kV | 630 | TNB | DISTRIBUTION |  | TAMCO | VK 10J 20D | P/E LOWER AMPANG NO2 | 300044201 | WKLC/PPU/G00006/NB13 | 13 | CLOSED | PPU GREAT EASTERN | KUALA LUMPUR PUSAT |  | INST |  | Pass | null
419068809 | Existing | 34171 | VACUUM | 11 kV | 630 | TNB | DISTRIBUTION |  |  | HV-12 | AMPANG NEW VILLAGE NO 2 | 300245214 | WKLC/PCE/J01154/MB34171 | 34171 | CLOSED | INDUSTRI RINGAN NO.2 JLN MERDEKA | KUALA LUMPUR PUSAT | TOPRANK | INST |  | Pass | null
416178785 | Existing | 12560 | VACUUM | 11 kV | 630 | TNB | DISTRIBUTION |  |  | VFT - 12 | KONDO ANGKASA BLOK A | 300244871 | WKLC/PCE/J00825/MB12560 | 12560 | CLOSED | MUTIARA VILLA | KUALA LUMPUR PUSAT | EPE | INST |  | Pass | null
418906209 | Existing | 20451 | VACUUM | 11 kV | 630 | TNB | DISTRIBUTION |  |  | VMH12 | PHILEO AVENUE NO.2 | 300061306 | WKLC/PCE/J00021/MB20451 | 20451 | CLOSED | PHILEO AVENUE NO3 | KUALA LUMPUR PUSAT | LKH | INST |  | Pass | null
412194509 | Existing | 47547 | VACUUM | 11 kV | 630 | TNB | DISTRIBUTION |  |  | HV12 | PE PADAT SRI SEPUTIH | 311279647 | WKLC/PCE/J01646/MB47547 | 47547 | OPEN | SSU FEDERAL AUTO JLN SYED PUTRA | KUALA LUMPUR PUSAT | TOSHIBA | INST | YTBC | Pass | null
411696527 | Existing | 21731 | VACUUM | 11 kV | 630 | TNB | DISTRIBUTION |  |  | N/A | P/E PDT LINK BRIDGE JLN PERAK | 311319619 | WKLC/PCE/J00434/MB21731 | 21731 | CLOSED | HOTEL NOVOTEL | KUALA LUMPUR PUSAT | ITEM | INST | YTBC | Pass | null
377949310 | Existing | VCB3 | VACUUM | 11 kV | 630 | TNB | DISTRIBUTION |  | TAMCO | VK 10J 20D | LE NOUVEL KLCC JALAN AMPANG | 300286547 | WKLC/PPU/G00037/NB3 | 3 | CLOSED | PPU PLAZA DUTA (AVENUE K) | KUALA LUMPUR PUSAT | TAMCO | INST |  | Pass | null
418270581 | Existing | 22050 | VACUUM | 11 kV | 630 | TNB | DISTRIBUTION |  |  | VK 10J20H | TRANSFORMER 1 | 300245069 | WKLC/PCE/J00998/MB22050 | 22050 | CLOSED | FIRST NATION WIDE CAPITOL | KUALA LUMPUR PUSAT | TAMCO | INST |  | Pass | null
418639250 | Existing | 22089 | VACUUM | 11 kV | 630 | TNB | DISTRIBUTION |  |  | SBV4 | TX 2 | 311297175 | WKLC/PCE/J00963/MB22089 | 22089 | CLOSED | JLN 6/2 TMN KOMERSIAL PANDAN INDAH | KUALA LUMPUR PUSAT | GEC | INST | YTBC | Pass | null
418163088 | Existing | 8794 | VACUUM | 11 kV | 630 | TNB | DISTRIBUTION |  |  | VFT12 | TRANSFORMER | 300244922 | WKLC/PCE/J01028/MB8794 | 8794 | CLOSED | JLN FOSS | KUALA LUMPUR PUSAT | EPE | INST |  | Pass | null
412177668 | Existing | 8114 | VACUUM | 11 kV | 630 | TNB | DISTRIBUTION |  |  | VBH-124-40 | TRANSFORMER | 300244990 | WKLC/PCE/J01230/MB8114 | 8114 | CLOSED | ASRAMA WISMA TENGKU | KUALA LUMPUR PUSAT | AICHI | INST |  | Pass | null
416831720 | Existing | 40216 | VACUUM | 11 kV | 630 | TNB | DISTRIBUTION |  |  | VK 10J20H | INDONESIA EMBASSY | 300268778 | WKLC/PCE/J01462/MB40216 | 40216 | OPEN | 231 P/PURI SERVIS JLN TUN RAZAK | KUALA LUMPUR PUSAT | TAMCO | INST |  | Pass | null
417999631 | Existing |  | VACUUM | 11 kV | 0 | TNB | DISTRIBUTION | [6 empty] | 30 | OPEN | PPU BANDAR BARU AMPANG D-WKL-S04-9079 | KUALA LUMPUR PUSAT |  |  |  | Pass | null
411696500 | Existing | 21728 | VACUUM | 11 kV | 630 | TNB | DISTRIBUTION |  |  | N/A | P/E KIA PENG 6 JLN KIA PENG. | 300063560 | WKLC/PCE/J00434/MB21728 | 21728 | CLOSED | HOTEL NOVOTEL | KUALA LUMPUR PUSAT | ITEM | INST |  | Pass | null
377522923 | Existing | VCB4 | VACUUM | 11 kV | 630 | TNB | DISTRIBUTION |  | TAMCO | VK-10J20D | MN AHMAD RAZALI NO.6 | 300044060 | WKLC/PPU/G00001/NB4 | 4 | CLOSED | PPU AMPANG SPECIALIST CENTRE | KUALA LUMPUR PUSAT | TAMCO | INST |  | Pass | null
419158977 | Existing | 47178 | VACUUM | 11 kV | 630 | TNB | DISTRIBUTION |  |  | 8BK-88E | PPU PANDAN INDAH CB5 | 311297167 | WKLC/PCE/J00074/MB47178 | 47178 | CLOSED | TAMAN CEMPAKA NO.1 | KUALA LUMPUR PUSAT | ITEM | INST | YTBC | Pass | null
403305646 | Existing | 33057 | VACUUM | 11 kV | 630 | TNB | DISTRIBUTION |  |  | 3AH5103-2Z | TAMAN KELAB UKAY NO 1 | 300245212 | WKLC/PCE/J01147/MB33057 | 33057 | CLOSED | JLN ANDAMAN 3 TMN ANDAMAN | KUALA LUMPUR TIMUR | ITEM | INST |  | Fail | Please check "Operational Area"
377591218 | Existing | VCB6 | VACUUM | 11 kV | 630 | TNB | DISTRIBUTION |  | TAMCO | VK 10J 20D | AMPANG JAYA NO 1 | 300044746 | WKLC/PPU/G00025/NB6 | 6 | CLOSED | PPU TAMAN DATOK AHMAD RAZALI | KUALA LUMPUR PUSAT | TAMCO | INST |  | Pass | null
377397956 | Existing | VCB11 | VACUUM | 11 kV | 630 | TNB | DISTRIBUTION |  | TAMCO | VK 10J 20D | POT END | 300044481 | WKLC/PPU/G00016/NB11 | 11 | OPEN | PPU MBF PLAZA | KUALA LUMPUR PUSAT | TAMCO | INST |  | Pass | null
419081986 | Existing | 8034 | VACUUM | 11 kV | 630 | TNB | DISTRIBUTION |  |  | VMH12 | WISMA GOLD HILL | 300061954 | WKLC/PCE/J00141/MB8034 | 8034 | OPEN | ARAB MALAYSIAN BANK | KUALA LUMPUR PUSAT | LKH HSS | INST |  | Pass | null
377591282 | Existing | 4P5 | VACUUM | 33 kV | 1 | TNB | DISTRIBUTION |  | TAMCO | VY 30M 25D | 4P5 - PMU AMPANG 3L5 | 300044729 | WKLC/PPU/G00025/MB4P5 | 4P5 | CLOSED | PPU TAMAN DATOK AHMAD RAZALI | KUALA LUMPUR PUSAT | TAMCO | INST |  | Pass | null
418447119 | Existing | 39077 | VACUUM | 11 kV | 630 | TNB | DISTRIBUTION |  |  | VK 10J20H | PENGGUNA 11KV (BLOK A) | 300286719 | WKLC/PCE/J01539/MB39077 | 39077 | CLOSED | SSU BLOK B ONE RESIDENCY JALAN NAGASARI | KUALA LUMPUR PUSAT | TAMCO | INST |  | Pass | null
377952251 | Existing | VCB16 | VACUUM | 11 kV | 630 | TNB | DISTRIBUTION |  | ITEM | 8BK88 K16 | LOCAL TX | 300451604 | WKLC/PPU/G00039/NB16 | 16 | CLOSED | PPU ST MARY | KUALA LUMPUR PUSAT | ITEM | INST |  | Pass | null
417970292 | Existing | 20234 | VACUUM | 11 kV | 630 | TNB | DISTRIBUTION |  |  | VMH12 | KMPLKS PRBTN P.INDAH NO 1 | 300062215 | WKLC/PCE/J00191/MB20234 | 20234 | CLOSED | NO.3 KOMPLEK PERUBATAN PANDAN INDAH | KUALA LUMPUR PUSAT | LKH | INST |  | Pass | null
378147700 | Existing |  | VACUUM | 11 kV | 0 | TNB | DISTRIBUTION | [6 empty] | 9 | OPEN | PPU KL ECO CITY NO 2 | KUALA LUMPUR PUSAT |  |  |  | Pass | null
417076692 | Existing | 46509 | VACUUM | 11 kV | 630 | TNB | DISTRIBUTION |  |  | 8BK-88E | LOOPING | 311297227 | WKLC/PCE/J01691/MB46509 | 46509 | CLOSED | SSU MENARA NAZA | KUALA LUMPUR PUSAT | ITEM | INST | YTBC | Pass | null
377591898 | Existing | VCB32 | VACUUM | 11 kV | 2 | TNB | DISTRIBUTION |  | TAMCO | VK 10P 25D | 30 MVA TX 2 | 300044772 | WKLC/PPU/G00026/NB32 | 32 | CLOSED | PPU TAMAN KOSAS | KUALA LUMPUR PUSAT | TAMCO | INST |  | Pass | null
416775681 | Existing | 9796 | VACUUM | 11 kV | 630 | TNB | DISTRIBUTION |  |  | VK 10J20H | PPU HOTEL ISTANA CB6 | 300062212 | WKLC/PCE/J00190/MB9796 | 9796 | CLOSED | WISMA GENTING | KUALA LUMPUR PUSAT | TAMCO | INST |  | Pass | null
418115546 | Existing | 44267 | VACUUM | 11 kV | 630 | TNB | DISTRIBUTION |  |  | 8BK-88E A1 | INTERTIE | 300244654 | WKLC/PCE/J01199/MB44267 | 44267 | CLOSED | SSU INTERMARK JALAN TUN RAZAK | KUALA LUMPUR PUSAT | ITEM | INST |  | Pass | null
416832090 | Existing | 12545 | VACUUM | 11 kV | 800 | TNB | DISTRIBUTION |  |  | HV-12 | DIJAYA PLAZA JLN TUN RAZAK | 300064181 | WKLC/PCE/J00550/MB12545 | 12545 | CLOSED | WISMA INAI | KUALA LUMPUR PUSAT | TOSHIBA | INST |  | Pass | null
416724725 | Existing | 30409 | VACUUM | 11 kV | 630 | TNB | DISTRIBUTION |  |  | SBV-4-A3 | SULAIMAN BUILDING | 300245194 | WKLC/PCE/J01025/MB30409 | 30409 | CLOSED | PE STESEN SUIS MONORAIL | KUALA LUMPUR PUSAT | ALTENA | INST |  | Pass | null
417308380 | Existing |  | VACUUM | 11 kV | 630 | TNB | DISTRIBUTION |  |  | 8BK88E |  | 310191701 | WKLC/PCE/J01782/MB1 | 50616 | CLOSED | PE DORSETT RESIDENCE | KUALA LUMPUR PUSAT | ITEM | INST | YTBC | Pass | null
418761506 | Existing | 2746 | VACUUM | 11 kV | 630 | TNB | DISTRIBUTION |  |  | SBV4 | TX2 | 300064066 | WKLC/PCE/J00529/MB2746 | 2746 | CLOSED | BANGUNAN MING | KUALA LUMPUR PUSAT | MAHKOTA | INST |  | Pass | null
377692490 | Existing | VCB7 | VACUUM | 11 kV | 630 | TNB | DISTRIBUTION |  | EPE | VFT12D | BLOCK D SINGNATURE | 300043973 | WKLC/PMU/G00006/NB7 | 7 | OPEN | PMU MID VALLEY 132/33/11KV | KUALA LUMPUR PUSAT | EPE | INST |  | Pass | null
412297168 | Existing | 3563 | VACUUM | 11 kV | 630 | TNB | DISTRIBUTION |  |  | VK 10J25H | HOTEL IMPIANA | 300244741 | WKLC/PCE/J01059/MB3563 |  | CLOSED | PUDURAYA | KUALA LUMPUR PUSAT | TAMCO | INST |  | Pass | null
417145652 | Existing |  | VACUUM | 11 kV | 0 | TNB | DISTRIBUTION | [6 empty] | 52636 | CLOSED | PE Aria Jalan Tun Razak | KUALA LUMPUR PUSAT |  |  |  | Pass | null
417038095 | Existing | 3236 | VACUUM | 11 kV | 630 | TNB | DISTRIBUTION |  |  |  | M/I RODGER STREET | 300245300 | WKLC/PCE/J00962/MB3236 | 3236 | CLOSED | HONG LEONG JLN RODGER | KUALA LUMPUR PUSAT |  | INST |  | Pass | null
377556430 | Existing | VCB8 | VACUUM | 33 kV | 630 | TNB | DISTRIBUTION |  | TAMCO | VK 10J 20D | PANDAN MAJU NO 2 | 300044609 | WKLC/PPU/G00020/NB8 | 8 | CLOSED | PPU PANDAN JAYA | KUALA LUMPUR PUSAT | TAMCO | INST |  | Pass | null
405255001 | Existing | 7065 | VACUUM | 11 kV | 630 | TNB | DISTRIBUTION |  |  | SBV4/800/200-SI | PDT KILANG E7 | 300245014 | WKLC/PCE/J01291/MB7006 | 7065 | CLOSED | PENGKALAN TUDM | KUALA LUMPUR SELATAN | MAHKOTA | INST |  | Fail | Please check "Operational Area"
418107573 | Existing | 7195 | VACUUM | 11 kV | 630 | TNB | DISTRIBUTION |  |  | HV-12 | TMN TAR NO 5 | 300065445 | WKLC/PCE/J00775/MB7195 | 7195 | CLOSED | TAMAN TAR NO.6 | KUALA LUMPUR PUSAT | TOSHIBA | INST |  | Pass | null
377362247 | Existing | 1HO | VACUUM | 33 kV | 1 | TNB | DISTRIBUTION |  | TAMCO | VY30M25D | 30 MVA TX 1 | 300044335 | WKLC/PPU/G00011/MB1HO | 1HO | CLOSED | PPU KEWALRAM | KUALA LUMPUR PUSAT | TAMCO | INST |  | Pass | null
407544024 | Existing |  | VACUUM | 33 kV | 0 | TNB | DISTRIBUTION | [6 empty] | 6S5 | OPEN | SSU EQUATORIAL | KUALA LUMPUR PUSAT |  |  |  | Pass | null
377592349 | Existing | VCB30 | VACUUM | 11 kV | 2 | TNB | DISTRIBUTION |  | TAMCO | VK 10P 25D | BUS SECTION | 300044794 | WKLC/PPU/G00027/NB30 | 30 | CLOSED | PPU TASIK TAMBAHAN | KUALA LUMPUR PUSAT | TAMCO | INST |  | Pass | null
416570935 | Existing | 36646 | VACUUM | 11 kV | 800 | TNB | DISTRIBUTION |  |  | TR-ES | TX 750KVA | 311279576 | WKLC/PCE/J01679/MB36646 | 36646 | CLOSED | MADGE RESIDENCES JLN MADGE | KUALA LUMPUR PUSAT | TOPRANK CORPORATION SDN BHD | INST | YTBC | Pass | null
412284286 | Existing | 14268 | VACUUM | 11 kV | 630 | TNB | DISTRIBUTION |  |  | VK10J20H | P/U UBN NO 3 | 300062327 | WKLC/PCE/J00208/MB14268 | 14268 | OPEN | DAIRY MAID ( PLAZA RAJA CHULAN ) | KUALA LUMPUR PUSAT | TAMCO | INST |  | Pass | null
378148895 | Existing | 1TO | VACUUM | 33 kV | 2 | TNB | DISTRIBUTION |  | TAMCO | VY 30P25D | 132/33 INCOMER 1 | 300286346 | WKLC/PMU/G00001/MB1TO | 1TO | CLOSED | PMU BRICKFIELD 132/33KV | KUALA LUMPUR PUSAT | TAMCO | INST |  | Pass | null
411305678 | Existing | 10110 | VACUUM | 11 kV | 630 | TNB | DISTRIBUTION |  |  | VK 10J20H | CAHAYA SURIA | 300244682 | WKLC/PCE/J01257/MB10110 | 10110 | CLOSED | SINAR KOTA | KUALA LUMPUR PUSAT | TAMCO | INST |  | Pass | null
411305486 | Existing | 11169 | VACUUM | 11 kV | 630 | TNB | DISTRIBUTION |  |  | VK 10J20H | KOTA RAYA | 300244678 | WKLC/PCE/J01251/MB11169 | 11169 | CLOSED | WISMA FUI CHUI | KUALA LUMPUR PUSAT | TAMCO | INST |  | Pass | null
418227406 | Existing | 9472 | VACUUM | 11 kV | 630 | TNB | DISTRIBUTION |  |  | VFT-12 | TX1 | 300063932 | WKLC/PCE/J00503/MB9472 | 9472 | CLOSED | ECAFE BARU | KUALA LUMPUR PUSAT | EPE | INST |  | Pass | null
399191861 | Existing | 15869 | VACUUM | 11 kV | 630 | TNB | DISTRIBUTION |  |  | VMH12 | BALAI BOMBA JLN JELATEK | 300064509 | WKLC/PCE/J00606/MB15869 | 15869 | CLOSED | VILLA AMPANG | KUALA LUMPUR TIMUR | LKH | INST |  | Fail | Please check "Operational Area"
415131185 | Existing | 44349 | VACUUM | 11 kV | 630 | TNB | DISTRIBUTION |  |  | 3AH5 103-1 | LRT JALAN HANG TUAH | 300346250 | WKLC/PCE/J01593/MB44349 | 44349 | CLOSED | CASA RESIDENSI JLN GALLOWAY | KUALA LUMPUR PUSAT | ITEM | INST |  | Pass | null
406272518 | Existing | 29826 | VACUUM | 11 kV | 630 | TNB | DISTRIBUTION |  |  | UNIVAC 12/20 | CHIP HIN TOY | 300066133 | WKLC/PCE/J00888/MB29826 | 29826 | CLOSED | NO.1 BKT PERMAI UTAMA | KUALA LUMPUR SELATAN | UNIVAC | INST |  | Fail | Please check "Operational Area"
411743489 | Existing |  | VACUUM | 11 kV | 630 | TNB | DISTRIBUTION |  |  | N/A |  | 300512218 | WKLC/PCE/J01195/MB2 | 42729 | CLOSED | SEK KEB KUALA AMPANG 2 JLN NIPAH | KUALA LUMPUR PUSAT | EPE | INST |  | Pass | null
417522830 | Existing | 9727 | VACUUM | 11 kV | 630 | TNB | DISTRIBUTION |  |  | N/A | KONDO LE CHANTEAU | 300245284 | WKLC/PCE/J01097/MB9727 | 9727 | CLOSED | LORNE ROAD FLATS | KUALA LUMPUR PUSAT | AEI | INST |  | Pass | null
418064013 | Existing | 15037 | VACUUM | 11 kV | 630 | TNB | DISTRIBUTION |  |  | VK 10J20H | P/E CHIN WOO | 300244620 | WKLC/PCE/J01072/MB15037 | 15037 | OPEN | MABA NO.2 | KUALA LUMPUR PUSAT | TAMCO | INST |  | Pass | null
412327090 | Existing | 10279 | VACUUM | 11 kV | 630 | TNB | DISTRIBUTION |  |  | A2 | P/E LRT LORONG PUDU | 300244918 | WKLC/PCE/J01012/MB10279 | 10279 | CLOSED | WISMA SRI KEMAMAN | KUALA LUMPUR PUSAT | EPE | INST |  | Pass | null
411997576 | Existing |  | VACUUM | 11 kV | 630 | TNB | DISTRIBUTION |  |  | 8BK88E |  | 300532495 | WKLC/PCE/J01764/MB1 | 49637 | CLOSED | SSU VELOCITY FASA 3 JLN PEEL | KUALA LUMPUR PUSAT | ITEM | INST | YTBC | Pass | null
377693116 | Existing | 8L5 | VACUUM | 33 kV | 1 | TNB | DISTRIBUTION |  | EPE | VJ-32DBB | SPARE | 300043958 | WKLC/PMU/G00006/MB8L5 | 8L5 | OPEN | PMU MID VALLEY 132/33/11KV | KUALA LUMPUR PUSAT | EPE | INST |  | Pass | null
377694478 | Existing | VCB8 | VACUUM | 11 kV | 630 | TNB | DISTRIBUTION |  | EPE | N/A | ABANDON | 300043944 | WKLC/PMU/G00005/NB8 | 8 | CLOSED | PMU KLCC 132/33/11KV | KUALA LUMPUR PUSAT |  | INST |  | Pass | null
418269986 | Existing | 1366 | VACUUM | 11 kV | 630 | TNB | DISTRIBUTION |  |  | N/A | TOKYO BANK | 300245126 | WKLC/PCE/J01208/MB1366 | 1366 | OPEN | KWONG YIK BANK JLN SILANG | KUALA LUMPUR PUSAT | UNIVEC | INST |  | Pass | null
377362873 | Existing | VCB7 | VACUUM | 11 kV | 630 | TNB | DISTRIBUTION |  | TAMCO | VK-10J20DT | MUTIARA RESIDENCY | 300044302 | WKLC/PPU/G00009/NB7 | 7 | CLOSED | PPU JALAN RODGER | KUALA LUMPUR PUSAT | TAMCO | INST |  | Pass | null
377365028 | Existing | 4P5 | VACUUM | 33 kV | 1 | TNB | DISTRIBUTION |  | TAMCO | VY-30M25T | 4P5-PMU BERJAYA STAR CITY | 300044223 | WKLC/PPU/G00007/MB4P5 | 4P5 | CLOSED | PPU HOTEL ISTANA | KUALA LUMPUR PUSAT | TAMCO | INST |  | Pass | null
377365188 | Existing | VCB15 | VACUUM | 11 kV | 630 | TNB | DISTRIBUTION |  | TAMCO | VK-10J20DT | P/E SOLOMON COURT | 300044231 | WKLC/PPU/G00007/NB15 | 15 | CLOSED | PPU HOTEL ISTANA | KUALA LUMPUR PUSAT | TAMCO | INST |  | Pass | null
415990029 | Existing | 34109 | VACUUM | 11 kV | 630 | TNB | DISTRIBUTION |  |  | 8BK-88 A1 | PPU MIHARJA | 300245003 | WKLC/PCE/J01137/MB34109 | 34109 | CLOSED | QUEEN'S AVENUE JALAN SHELLY | KUALA LUMPUR PUSAT | ITEM | INST |  | Pass | null
63372340 | Existing | VCB7 | VACUUM | 11 kV | 630 | TNB | DISTRIBUTION |  | TOSHIBA | VK-10J25D | MAYBANK | 300043891 | WKLC/PMU/G00002/NB7 | 7 | CLOSED | PMU BUKIT MAHKAMAH 132/33/11KV | KUALA LUMPUR PUSAT | TOSHIBA | INST |  | Pass | null
419091089 | Existing | N/A | VACUUM | 11 kV | 630 | TNB | DISTRIBUTION |  |  | VK10J20H | N/A | 10000425 | WKLC/PCE/J00959/MB4384 | 4384 | OPEN | MIDF | KUALA LUMPUR PUSAT | TAMCO | INST |  | Pass | null
416389488 | Existing | 12133 | VACUUM | 11 kV | 630 | TNB | DISTRIBUTION |  |  | N/A | ABANDONED | 300064592 | WKLC/PCE/J00621/MB12133 | 12133 | OPEN | WISMA MCA | KUALA LUMPUR PUSAT | VSI BRUSH | INST |  | Pass | null
417897501 | Existing | 32063 | VACUUM | 11 kV | 630 | TNB | DISTRIBUTION |  |  | VK10J20H | TX | 300244710 | WKLC/PCE/J01126/MB32063 | 32063 | CLOSED | SEKOLAH MENENGAH PANDAN MEWAH | KUALA LUMPUR PUSAT | TAMCO | INST |  | Pass | null
417033421 | Existing | 32772 | VACUUM | 11 kV | 630 | TNB | DISTRIBUTION |  |  | HV-12 | PENGGUNA 11KV | 300245905 | WKLC/PCE/J01366/MB32772 | 32772 | CLOSED | RITZ CARLTON HOTEL NO.2 | KUALA LUMPUR PUSAT | TOPRANK | INST |  | Pass | null
418932620 | Existing | 19353 | VACUUM | 11 kV | 630 | TNB | DISTRIBUTION |  |  | HV-12 | MY HABITAT JLN AMAN | 300536456 | WKLC/PCE/J00211/MB19353 | 19353 | CLOSED | PANGSAPURI VISTA DAMAI N0.2 | KUALA LUMPUR PUSAT | Toshiba | INST | YTBC | Pass | null
377524123 | Existing | VCB8 | VACUUM | 11 kV | 630 | TNB | DISTRIBUTION |  | TAMCO | VK 10J20D | P/E PUDU ULU COMPACT | 300044037 | WKLC/PMU/G00008/NB8 | 8 | CLOSED | PMU PUDU ULU 132/33/11KV | KUALA LUMPUR PUSAT | TAMCO | INST |  | Pass | null
377695897 | Existing | VCB3 | VACUUM | 11 kV | 630 | TNB | DISTRIBUTION |  | TAMCO | VK10J20H | MAYBANK JLN PUDU | 300044322 | WKLC/PPU/G00010/NB3 | 3 | CLOSED | PPU JALAN SG BESI | KUALA LUMPUR PUSAT | TAMCO | INST |  | Pass | null
377589005 | Existing | VCB7 | VACUUM | 11 kV | 630 | TNB | DISTRIBUTION |  |  | 10-VPR-25B | P/E G TOWER JLN TUN RAZAK | 300044661 | WKLC/PPU/G00022/NB7 | 7 | CLOSED | PPU PNB/LUTH | KUALA LUMPUR PUSAT | MITSUBISHI | INST |  | Pass | null
416457911 | Existing | 6511 | VACUUM | 11 kV | 630 | TNB | DISTRIBUTION |  |  | VK10J20H | CABLE ABANDONED | 300244746 | WKLC/PCE/J01286/MB6511 | 6511 | CLOSED | POLIS HQ JLN SHAW | KUALA LUMPUR PUSAT | TAMCO | INST |  | Pass | null
417625886 | Existing | 32971 | VACUUM | 11 kV | 630 | TNB | DISTRIBUTION |  |  | 8BK-88E | SEK. MENENGAH JLN PERKASA | 300245181 | WKLC/PCE/J01146/MB32971 | 32971 | CLOSED | SEK REN JLN PERKASA | KUALA LUMPUR PUSAT | ITEM | INST |  | Pass | null
377949437 | Existing | VCB12 | VACUUM | 11 kV | 630 | TNB | DISTRIBUTION |  | TAMCO | VK 10J 20D | SPARE | 300286558 | WKLC/PPU/G00037/NB12 | 12 | CLOSED | PPU PLAZA DUTA (AVENUE K) | KUALA LUMPUR PUSAT | TAMCO | INST |  | Pass | null
417969793 | Existing | 21923 | VACUUM | 11 kV | 630 | TNB | DISTRIBUTION |  |  | VK10J20H | TX1 | 300061845 | WKLC/PCE/J00119/MB21923 | 21923 | CLOSED | BLK D KONDO JLN 1/16 PANDAN INDAH | KUALA LUMPUR PUSAT | TAMCO | INST |  | Pass | null
416994888 | Existing |  | VACUUM | 11 kV | 0 | TNB | DISTRIBUTION | [6 empty] | H3 | CLOSED |  | KUALA LUMPUR PUSAT |  |  |  | Pass | null
418115578 | Existing | 44269 | VACUUM | 11 kV | 630 | TNB | DISTRIBUTION |  |  | 8BK-88E A1 | PENGGUNA 11KV INTERGRA TOWER | 300244656 | WKLC/PCE/J01199/MB44269 | 44269 | OPEN | SSU INTERMARK JALAN TUN RAZAK | KUALA LUMPUR PUSAT | ITEM | INST |  | Pass | null
420842567 | Existing | 14657 | VACUUM | 11 kV | 630 | TNB | DISTRIBUTION |  |  | VFT-12 | CRYSTAL COURT | 300244944 | WKLC/PCE/J01263/MB14657 | 14657 | CLOSED | BKT ROBSON KONDO A | KUALA LUMPUR PUSAT | EPE | INST |  | Pass | null
412349269 | Existing | 48888 | VACUUM | 11 kV | 630 | TNB | DISTRIBUTION |  |  | VK 10J20H | PENGGUNA 11KV | 300537188 | WKLC/PCE/J01718/MB2 | 48888 | CLOSED | SSU IKANO JLN COCHRANE | KUALA LUMPUR PUSAT | TAMCO | INST | YTBC | Pass | null
419146994 | Existing | 28091 | VACUUM | 11 kV | 630 | TNB | DISTRIBUTION |  |  | UNIVAC 12 | TX2 | 300066631 | WKLC/PCE/J00974/MB28091 | 28091 | CLOSED | PANDAN INDAH IND PARK NO4 | KUALA LUMPUR PUSAT | UNIVAC | INST |  | Pass | null
417308642 | Existing | 13573 | VACUUM | 11 kV | 630 | TNB | DISTRIBUTION |  |  | VFT12 | TX | 300064198 | WKLC/PCE/J00552/MB13573 | 13573 | CLOSED | WISMA XYZ | KUALA LUMPUR PUSAT | EPE | INST |  | Pass | null
377520447 | Existing | 5P5 | VACUUM |  | 1 | TNB | DISTRIBUTION |  | ABB | VD3.1 3612-25 | 5P5-PPU YOW CHUAN PLAZA 1P5 | 300286267 | WKLC/PPU/G00006/MB5P5 | 3P5 | CLOSED | PPU GREAT EASTERN | KUALA LUMPUR PUSAT |  | INST |  | Fail | Please check "Operating Voltage"
417910405 | Existing | 19291 | VACUUM | 11 kV | 630 | TNB | DISTRIBUTION |  |  | VMH12 | TMN KOSAS NO 1 | 300061397 | WKLC/PCE/J00041/MB19291 | 19291 | CLOSED | CHANCELLOR KONDO NO.2 TMN KOSAS | KUALA LUMPUR PUSAT | LKH | INST |  | Pass | null
416054316 | Existing | 45161 | VACUUM | 11 kV | 630 | TNB | DISTRIBUTION |  |  | 3AH5 103-1 | BUS SECTION | 300449701 | WKLC/PCE/J01608/MB45161 | 45161 | CLOSED | KIA PENG 6 JLN KIA PENG | KUALA LUMPUR PUSAT | ITEM | INST |  | Pass | null
416002733 | Existing | 18491 | VACUUM | 11 kV | 630 | TNB | DISTRIBUTION |  |  | VK 10J20H | FREEMAN ROAD | 300062097 | WKLC/PCE/J00166/MB18491 | 18491 | CLOSED | P/PURI DAMAI SURIA JLN U-THANT | KUALA LUMPUR PUSAT | TAMCO | INST |  | Pass | null
411747379 | Existing | 38639 | VACUUM | 11 kV | 630 | TNB | DISTRIBUTION |  |  | 3AH5 103-1 | NO.4 AMPER AVENUE KG PANDAN | 300255007 | WKLC/PCE/J01386/MB38639 | 38639 | CLOSED | NO.3 AMPER AVENUE KG PANDAN | KUALA LUMPUR PUSAT | ITEM | INST |  | Pass | null
417571625 | Existing | 22078 | VACUUM | 11 kV | 630 | TNB | DISTRIBUTION |  |  | N/A | TX1 | 300066580 | WKLC/PCE/J00968/MB22078 | 22078 | CLOSED | JLN 6/6 TMN KOMERSIAL PANDAN INDAH | KUALA LUMPUR PUSAT | GEC | INST |  | Pass | null
377591121 | Existing | VCB30 | VACUUM | 11 kV | 2 | TNB | DISTRIBUTION |  | TAMCO | VK 10P 25D | BUS SECTION | 300044740 | WKLC/PPU/G00025/NB30 | 30 | CLOSED | PPU TAMAN DATOK AHMAD RAZALI | KUALA LUMPUR PUSAT | TAMCO | INST |  | Pass | null
417046630 | Existing |  | VACUUM | 11 kV | 0 | TNB | DISTRIBUTION | [6 empty] | 3 | CLOSED |  | KUALA LUMPUR PUSAT |  |  |  | Pass | null
377979992 | Existing |  | VACUUM | 33 kV | 0 | TNB | DISTRIBUTION | [6 empty] | 2S5 | CLOSED | SSU DCC(KLCC) | KUALA LUMPUR PUSAT |  |  |  | Pass | null
377590296 | Existing | VCB8 | VACUUM | 11 kV | 630 | TNB | DISTRIBUTION |  | TAMCO | VK 10J 20D | BKT BINTANG OFF JLN TUN RAZAK | 300044718 | WKLC/PPU/G00024/NB8 | 8 | CLOSED | PPU STAR HILL | KUALA LUMPUR PUSAT | TAMCO | INST |  | Pass | null
416715562 | Existing | 16235 | VACUUM | 11 kV | 630 | TNB | DISTRIBUTION |  |  | 3AH5 103-2Z | TX1 | 300061227 | WKLC/PCE/J00008/MB16235 | 16235 | CLOSED | KOMPLEKS BUDAYA KRAF | KUALA LUMPUR PUSAT | ITEM | INST |  | Pass | null
377952154 | Existing | VCB6 | VACUUM | 11 kV | 630 | TNB | DISTRIBUTION |  | ITEM | 8BK88 K06 | MENARA HAP SENG JLN TENGAH | 300451612 | WKLC/PPU/G00039/NB6 | 6 | CLOSED | PPU ST MARY | KUALA LUMPUR PUSAT | ITEM | INST |  | Pass | null
378147667 | Existing |  | VACUUM | 11 kV | 0 | TNB | DISTRIBUTION | [6 empty] | 10 | OPEN | PPU KL ECO CITY NO 2 | KUALA LUMPUR PUSAT |  |  |  | Pass | null
417076627 | Existing | 43946 | VACUUM | 11 kV | 630 | TNB | DISTRIBUTION |  |  | 8BK-88E | MSB PENGGUNA 11KV NO.1 | 300346260 | WKLC/PCE/J01594/MB43946 | 43946 | CLOSED | SSU MENARA FELDA LORONG KUDA | KUALA LUMPUR PUSAT | ITEM | INST |  | Pass | null
416969927 | Existing |  | VACUUM | 11 kV | 630 | TNB | DISTRIBUTION |  |  | HV12-A1 |  | 300533957 | WKLC/PCE/J01766 | 51438 | CLOSED | SSU 2 3TOWER JLN AMPANG | KUALA LUMPUR PUSAT | TOSHIBA | INST | YTBC | Pass | null
416969735 | Existing | 1765 | VACUUM | 11 kV | 630 | TNB | DISTRIBUTION |  |  | VBH-124-40 | P/PURI MEWAH 3 TKT LOT 16 | 10000963 | WKLC/PCE/J00608/MB1765 | 1765 | CLOSED | LOWER AMPANG NO.2 | KUALA LUMPUR PUSAT | AICHI | INST |  | Pass | null
417982273 | Existing | 8867 | VACUUM | 11 kV | 630 | TNB | DISTRIBUTION |  |  | VK10J20H | TX | 300066247 | WKLC/PCE/J00907/MB8867 | 8867 | CLOSED | PANDAN JAYA NO.12 | KUALA LUMPUR PUSAT | TAMCO | INST |  | Pass | null
412177532 | Existing | 7131 | VACUUM | 11 kV | 630 | TNB | DISTRIBUTION |  |  | VBH-124-40 | TRASFORMER | 300244987 | WKLC/PCE/J01001/MB7131 | 7131 | CLOSED | THEAN HOU TEMPLE | KUALA LUMPUR PUSAT | AICHI | INST |  | Pass | null
416054283 | Existing | 29866 | VACUUM | 11 kV | 630 | TNB | DISTRIBUTION |  |  | VK 10J20H | BUS SECTION | 300061747 | WKLC/PCE/J00103/MB29866 | 29866 | CLOSED | PRINCE HOTEL JALAN CONLAY | KUALA LUMPUR PUSAT | TAMCO | INST |  | Pass | null
377363008 | Existing | VCB5 | VACUUM | 11 kV | 630 | TNB | DISTRIBUTION |  | TAMCO | VK-10J20DT | SM KUEN CHENG JLN SYED PUTRA | 300044300 | WKLC/PPU/G00009/NB5 | 5 | CLOSED | PPU JALAN RODGER | KUALA LUMPUR PUSAT | TAMCO | INST |  | Pass | null
416003864 | Existing | 47288 | VACUUM | 11 kV | 800 | TNB | DISTRIBUTION |  |  | HV12 | P/E TOWN HOUSE PRSRN AMPG HLR | 311279583 | WKLC/PCE/J01628/MB47288 | 47288 | CLOSED | BRUNSFIELD RESIDENCE JLN U-THANT | KUALA LUMPUR PUSAT | TOSHIBA | INST | YTBC | Pass | null
377555604 | Existing | 3P5 | VACUUM | 33 kV | 1 | TNB | DISTRIBUTION |  | TAMCO | VY 30M 25D | PMU KLCC (6L5) | 300044534 | WKLC/PPU/G00018/MB3P5 | 3P5 | CLOSED | PPU NARAJAYA | KUALA LUMPUR PUSAT | TAMCO | INST |  | Pass | null
377556301 | Existing | 3P5 | VACUUM | 33 kV | 1 | TNB | DISTRIBUTION |  | TAMCO | VY-30M25D | 3P5 - PMU PANDAN MAJU | 300044561 | WKLC/PPU/G00019/MB3P5 | 3P5 | CLOSED | PPU PANDAN INDAH | KUALA LUMPUR PUSAT | TAMCO | INST |  | Pass | null
417046495 | Existing |  | VACUUM | 11 kV | 0 | TNB | DISTRIBUTION | [6 empty] | 5 | CLOSED |  | KUALA LUMPUR PUSAT |  |  |  | Pass | null
416659715 | Existing | 18955 | VACUUM | 11 kV | 630 | TNB | DISTRIBUTION |  |  | VMH12 | WISMA GENTING | 300062147 | WKLC/PCE/J00179/MB18955 | 18955 | CLOSED | WISMA PJD JALAN RAJA CHULAN | KUALA LUMPUR PUSAT | LKH | INST |  | Pass | null
416376975 | Existing | 41273 | VACUUM | 11 kV | 630 | TNB | DISTRIBUTION |  |  | HV-12 | LOOPING | 300284604 | WKLC/PCE/J01504/MB41273 | 41273 | OPEN | G-TOWER LOT 162 SEK63 JLN TUN RAZAK | KUALA LUMPUR PUSAT | TOPRANK | INST |  | Pass | null
417971582 | Existing | 10494 | VACUUM | 11 kV | 630 | TNB | DISTRIBUTION |  |  | 8BK-88SE A1 | BUS SECTION | 311297181 | WKLC/PCE/J00921/MB47104 | 47104 | OPEN | PANDAN INDAH NO 6 | KUALA LUMPUR PUSAT | EPE | INST | YTBC | Pass | null
416385881 | Existing | 3232 | VACUUM | 11 kV | 630 | TNB | DISTRIBUTION |  |  | N/A | LINGKUNGAN U THANT | 10000970 | WKLC/PCE/J00612/MB3232 | 3232 | CLOSED | LOWER AMPANG NO.1 | KUALA LUMPUR PUSAT | TAMCO | INST |  | Pass | null
377799402 | Existing | 1HO | VACUUM | 33 kV | 1 | TNB | DISTRIBUTION |  | TAMCO | GV 30M 25B | 1HO-30MVA TX1 | 300044308 | WKLC/PPU/G00010/MB1HO | 1HO | CLOSED | PPU JALAN SG BESI | KUALA LUMPUR PUSAT | TAMCO | INST |  | Pass | null
399192020 | Existing | 9340 | VACUUM | 11 kV | 630 | TNB | DISTRIBUTION |  |  | VK10J25H | PANDAN MAJU NO 10 | 300064471 | WKLC/PCE/J00599/MB9340 | 9340 | OPEN | PANDAN MAJU NO.1 | KUALA LUMPUR TIMUR | TAMCO | INST |  | Fail | Please check "Operational Area"
378160339 | Existing | 3P5 | VACUUM | 33 kV | 1 | TNB | DISTRIBUTION |  | EPE | VGA-32 | 3P5 - PPU PANDAN INDAH | 310104881 | WKLC/PPU/G00043/MB7 | 1HO | CLOSED | PPU BANGUNAN MAS BARU | KUALA LUMPUR PUSAT |  |  |  | Pass | null
417811233 | Existing | 16406 | VACUUM | 11 kV | 630 | TNB | DISTRIBUTION |  |  | VK10J20H | TRANSFORMER 2 | 300244627 | WKLC/PCE/J01095/MB16406 | 16406 | CLOSED | P/PURI SRI MUTIARA | KUALA LUMPUR PUSAT | TAMCO | INST |  | Pass | null
417480357 | Existing | 21532 | VACUUM | 11 kV | 630 | TNB | DISTRIBUTION |  |  | VFT12 | TX 2 | 10000952 | WKLC/PCE/J00538/MB21532 | 21532 | CLOSED | BKT BINTANG OFF JLN TUN RAZAK | KUALA LUMPUR PUSAT | EPE | INST |  | Pass | null
418150478 | Existing | 42860 | VACUUM | 11 kV | 630 | TNB | DISTRIBUTION |  |  | 3AH5 103-1 | P/E TOWER B PRSIARAN HAMPSHIRE | 300292927 | WKLC/PCE/J01565/MB42860 | 42860 | CLOSED | APARTMENT PANORAMA NO.2 PERS HAMPSHIRE | KUALA LUMPUR PUSAT | ITEM | INST |  | Pass | null
416346683 | Existing | 40074 | VACUUM | 11 kV | 630 | TNB | DISTRIBUTION |  |  | VFT12 | TX2 | 300268663 | WKLC/PCE/J01445/MB40074 | 40074 | CLOSED | IDAMAN RESIDENCE JLN LAW YEE SWEE | KUALA LUMPUR PUSAT | EPE | INST |  | Pass | null
377693019 | Existing | VCB30 | VACUUM | 11 kV | 2 | TNB | DISTRIBUTION |  | EPE | VFT12D | BUS SECTION | 300043966 | WKLC/PMU/G00006/NB30 | 30 | CLOSED | PMU MID VALLEY 132/33/11KV | KUALA LUMPUR PUSAT | EPE | INST |  | Pass | null
377303451 | Existing | VCB32 | VACUUM | 11 kV | 2 | TNB | DISTRIBUTION |  | TAMCO | VK 10P 25DT | 30 MVA TX 2 | 300044875 | WKLC/PPU/G00030/NB32 | 32 | CLOSED | PPU UNION SQUARE | KUALA LUMPUR PUSAT | TAMCO | INST |  | Pass | null
418159608 | Existing | 40417 | VACUUM | 11 kV | 630 | TNB | DISTRIBUTION |  |  | VFT12 | SRI SE EKAR | 300284584 | WKLC/PCE/J01502/MB40417 | 40417 | CLOSED | JUTAWARNA JLN MADGE | KUALA LUMPUR PUSAT | EPE | INST |  | Pass | null
377362808 | Existing | 3P5 | VACUUM | 33 kV | 1 | TNB | DISTRIBUTION |  | TAMCO | VY30M25D | PPU MBF PLAZA | 300044339 | WKLC/PPU/G00011/MB3P5 | 3P5 | CLOSED | PPU KEWALRAM | KUALA LUMPUR PUSAT | TAMCO | INST |  | Pass | null
377362840 | Existing | 5P5 | VACUUM | 33 kV | 1 | TNB | DISTRIBUTION |  | TAMCO | VY30M25D | PMU KL PAVILION (5L5) | 300044340 | WKLC/PPU/G00011/MB5P5 | 3P5 | CLOSED | PPU KEWALRAM | KUALA LUMPUR PUSAT | TAMCO | INST |  | Pass | null
377362776 | Existing | VCB9 | VACUUM | 11 kV | 630 | TNB | DISTRIBUTION |  | TAMCO | VK 10J 20D | MENARA BUDAYA JLN P RAMLEE | 300044360 | WKLC/PPU/G00011/NB9 | 9 | CLOSED | PPU KEWALRAM | KUALA LUMPUR PUSAT | TAMCO | INST |  | Pass | null
376923422 | Existing | 2S5 | VACUUM | 33 kV | 1 | TNB | DISTRIBUTION |  | ABB | VD4X 3612-31 | 2S5 - SSU MY TOWN | 300285632 | WKLC/SSU/G00005/MB2S5 | 2S5 | CLOSED | SSU SMART TUNNEL | KUALA LUMPUR PUSAT | ABB | INST |  | Pass | null
418025479 | Existing | 14079 | VACUUM | 11 kV | 630 | TNB | DISTRIBUTION |  |  | VK 10J20H | TX 2 | 300062675 | WKLC/PCE/J00275/MB14079 | 14079 | CLOSED | MENARA GENESIS | KUALA LUMPUR PUSAT | TAMCO | INST |  | Pass | null
417634453 | Existing | 4944 | VACUUM | 11 kV | 600 | TNB | DISTRIBUTION |  |  | BVP.500 | P/E PADAT CHINESE ASSEMBLY HAL | 300245243 | WKLC/PCE/J01016/MB4944 | 4944 | CLOSED | ENE JLN BIRCH | KUALA LUMPUR PUSAT | GREAT BRITAIN | INST |  | Pass | null
417046243 | Proposed |  | VACUUM | 11 kV | 0 | TNB | DISTRIBUTION | [7 empty] | CLOSED |  | KUALA LUMPUR PUSAT |  |  |  | Fail | Please check "Status"
416548096 | Existing | 11376 | VACUUM | 11 kV | 630 | TNB | DISTRIBUTION |  |  | VK10J20H | TX1 | 300064370 | WKLC/PCE/J00583/MB11376 | 11376 | CLOSED | ONE AMPANG AVENUE NO.2 | KUALA LUMPUR PUSAT | TAMCO | INST |  | Pass | null
418227775 | Existing | 51499 | VACUUM | 11 kV | 630 | TNB | DISTRIBUTION |  |  | HV-12 | PENGGUNA 11KV | 311279606 | WKLC/PCE/J01865/MB51499 | 51499 | CLOSED | SSU IBIS HOTEL | KUALA LUMPUR PUSAT | TOSHIBA | INST | YTBC | Pass | null
377519980 | Existing | VCB12 | VACUUM | 11 kV | 630 | TNB | DISTRIBUTION |  | TAMCO | VK 10J 20D | P/E RRI JLN AMPANG | 300044200 | WKLC/PPU/G00006/NB12 | 12 | CLOSED | PPU GREAT EASTERN | KUALA LUMPUR PUSAT |  | INST |  | Pass | null
416303622 | Existing |  | VACUUM | 11 kV | 0 | TNB | DISTRIBUTION | [6 empty] | 48360 | CLOSED | SSU GLENEAGLES JLN AMPANG | KUALA LUMPUR PUSAT |  |  |  | Pass | null
377949444 | Existing | VCB14 | VACUUM | 11 kV | 630 | TNB | DISTRIBUTION |  | TAMCO | VK 10J 20D | SPARE | 300286559 | WKLC/PPU/G00037/NB14 | 14 | CLOSED | PPU PLAZA DUTA (AVENUE K) | KUALA LUMPUR PUSAT |  | INST |  | Pass | null
412271875 | Existing | 34060 | VACUUM | 11 kV | 630 | TNB | DISTRIBUTION |  |  | 8BK-88 | ABANDON | 311279548 | WKLC/PCE/J00432/MB34060 | 34060 | OPEN | GLOBE SOURCE JLN 1/77B | KUALA LUMPUR PUSAT | ITEM | INST | YTBC | Pass | null
417034213 | Existing | 39419 | VACUUM | 11 kV | 630 | TNB | DISTRIBUTION |  |  | VK 10J25H | BUS SECTION | 300268732 | WKLC/PCE/J01454/MB39419 | 39419 | CLOSED | SURIA STONOR | KUALA LUMPUR PUSAT | TAMCO | INST |  | Pass | null
418648958 | Existing | 12553 | VACUUM | 11 kV | 630 | TNB | DISTRIBUTION |  |  | VK 10J20H | MENARA SAFUAN | 300062094 | WKLC/PCE/J00164/MB12553 | 12553 | OPEN | WISMA DENMARK | KUALA LUMPUR PUSAT | TAMCO | INST |  | Pass | null
417969792 | Existing | 21925 | VACUUM | 11 kV | 630 | TNB | DISTRIBUTION |  |  | VK10J20H | GRANDEUR BLOK B | 300061847 | WKLC/PCE/J00119/MB21925 | 21925 | CLOSED | BLK D KONDO JLN 1/16 PANDAN INDAH | KUALA LUMPUR PUSAT | TAMCO | INST |  | Pass | null
416019982 | Existing | 38569 | VACUUM | 11 kV | 630 | TNB | DISTRIBUTION |  |  | VFT-12 106 | BUS SECTION | 311279599 | WKLC/PCE/J01672/MB38569 | 38569 | OPEN | BLK PEJ 170 JLN PERAK | KUALA LUMPUR PUSAT | EPE | INST | YTBC | Pass | null
377364828 | Existing | VCB30 | VACUUM | 11 kV | 2 | TNB | DISTRIBUTION |  | TAMCO | VK-10P25D | BUS SECTION | 300044236 | WKLC/PPU/G00007/NB30 | 30 | CLOSED | PPU HOTEL ISTANA | KUALA LUMPUR PUSAT | TAMCO | INST |  | Pass | null
415604066 | Existing | 50441 | VACUUM | 11 kV | 630 | TNB | DISTRIBUTION |  |  | VK10J20H | PPU JLN PUDU CB5 | 311302174 | WKLC/PCE/J01788/MB50441 | 50441 | CLOSED | SSU Robertson Residence No. 2 | KUALA LUMPUR PUSAT | TAMCO | INST | YTBC | Pass | null
418523991 | Existing | 32592 | VACUUM | 11 kV | 630 | TNB | DISTRIBUTION |  |  | HICLAD 12A20 | TAMAN AHMAD RAZALI NO 2 | 300244925 | WKLC/PCE/J01152/MB32592 | 32592 | CLOSED | JLN DAGANG 6/3 TMN DAGANG | KUALA LUMPUR PUSAT | EPE | INST |  | Pass | null
416441293 | Existing | 48114 | VACUUM | 11 kV | 630 | TNB | DISTRIBUTION |  |  | 8BK-88E-B2B | PENGGUNA 11KV | 300537465 | WKLC/PCE/J01771/MB2 | 48114 | CLOSED | SUMMER SUITE JALAN CENDANA | KUALA LUMPUR PUSAT | ITEM | INST | YTBC | Pass | null
377375288 | Existing | VCB14 | VACUUM | 11 kV | 630 | TNB | DISTRIBUTION |  | EPE | VFT-12 | COURT NO.1 JALAN MEWAH UTARA | 300285798 | WKLC/PPU/G00032/NB14 | 14 | CLOSED | PPU HOSPITAL AMPANG | KUALA LUMPUR PUSAT | EPE | INST |  | Pass | null
412348539 | Existing | 2841 | VACUUM | 11 kV | 630 | TNB | DISTRIBUTION |  |  |  | SEK MEN JLN COCHRANE | 300062956 | WKLC/PCE/J00332/MB2841 | 2841 | CLOSED | MTSU | KUALA LUMPUR PUSAT | GEC | INST |  | Pass | null
412177666 | Existing | 8113 | VACUUM | 11 kV | 630 | TNB | DISTRIBUTION |  |  | VBH-124-40 | LORNIE ROAD FLAT | 300244989 | WKLC/PCE/J01230/MB8113 | 8113 | OPEN | ASRAMA WISMA TENGKU | KUALA LUMPUR PUSAT | AICHI | INST |  | Pass | null
377520478 | Existing | 6P5 | VACUUM | 33 kV | 1 | TNB | DISTRIBUTION |  | ABB | VD3.1 3612-25 | 6P5-SPARE | 300286272 | WKLC/PPU/G00006/MB6P5 | 4P5 | OPEN | PPU GREAT EASTERN | KUALA LUMPUR PUSAT |  | INST |  | Pass | null
377522793 | Existing | 1SO | VACUUM | 33 kV | 2 | TNB | DISTRIBUTION |  | TAMCO | GV 30P 25D | 1SO - BUS SECTION | 300044044 | WKLC/PPU/G00001/MB1SO | 1SO | CLOSED | PPU AMPANG SPECIALIST CENTRE | KUALA LUMPUR PUSAT | TAMCO | INST |  | Pass | null
417695417 | Existing | N/A | VACUUM | 11 kV | 630 | TNB | DISTRIBUTION |  |  | VK10J20H | SAN PENG FLAT NO.1 | 300244736 | WKLC/PCE/J01297/MB7909 | 7909 | CLOSED | TELEKOM SAN PENG | KUALA LUMPUR PUSAT | TAMCO | INST |  | Pass | null
417145184 | Existing | 12524 | VACUUM | 11 kV | 630 | TNB | DISTRIBUTION |  |  | VK10J20H | TEROWONG KUDA LARI | 300064331 | WKLC/PCE/J00577/MB12524 | 12524 | CLOSED | WISMA TAN & TAN | KUALA LUMPUR PUSAT | TAMCO | INST |  | Pass | null
417571624 | Existing | 22079 | VACUUM | 11 kV | 630 | TNB | DISTRIBUTION |  |  | VK10J20H | PPU HOSPITAL AMPANG (CB#11) | 300066581 | WKLC/PCE/J00968/MB22079 | 22079 | CLOSED | JLN 6/6 TMN KOMERSIAL PANDAN INDAH | KUALA LUMPUR PUSAT | TAMCO | INST |  | Pass | null
418933181 | Existing | 48006 | VACUUM | 11 kV | 630 | TNB | DISTRIBUTION |  |  | 8BK-88E | SPARE | 311297204 | WKLC/PCE/J01645/MB48006 | 48006 | OPEN | SSU TRILLION JLN TUN RAZAK | KUALA LUMPUR PUSAT | ITEM | INST | YTBC | Pass | null
418107303 | Existing | 14198 | VACUUM | 11 kV | 630 | TNB | DISTRIBUTION |  |  | VFT12 | TX2 | 300065488 | WKLC/PCE/J00783/MB14198 | 14198 | CLOSED | MENARA MUTIARA BLK B | KUALA LUMPUR PUSAT | EPE | INST |  | Pass | null
377591216 | Existing | VCB14 | VACUUM | 11 kV | 630 | TNB | DISTRIBUTION |  | TAMCO | VK 10J 20D | TSK AMPG COMM COMP JL ULU AMPG | 300044736 | WKLC/PPU/G00025/NB14 | 14 | CLOSED | PPU TAMAN DATOK AHMAD RAZALI | KUALA LUMPUR PUSAT | TAMCO | INST |  | Pass | null
377592009 | Existing | 3P5 | VACUUM | 33 kV | 1 | TNB | DISTRIBUTION |  | TAMCO | N/A | 3P5 - OVERHEAD AMPANG QUARRY | 300044758 | WKLC/PPU/G00026/MB3P5 | 3P5 | CLOSED | PPU TAMAN KOSAS | KUALA LUMPUR PUSAT | TAMCO | INST |  | Pass | null
377592770 | Existing | 1HO | VACUUM | 33 kV | 1 | TNB | DISTRIBUTION |  | TAMCO | VY 30M 25D | 1HO - 30 MVA TX 1 | 300044807 | WKLC/PPU/G00028/MB1HO | 1HO | CLOSED | PPU TELEKOM BRICKFIELD | KUALA LUMPUR PUSAT | TAMCO | INST |  | Pass | null
416995481 | Existing | 33421 | VACUUM | 11 kV | 630 | TNB | DISTRIBUTION |  |  | SBV-4 | TX1 | 300245873 | WKLC/PCE/J01359/MB33421 | 33421 | CLOSED | P/PURI 25 TKT LOT 1075 | KUALA LUMPUR PUSAT | ALTENA | INST |  | Pass | null
416823246 | Existing | 42670 | VACUUM | 11 kV | 630 | TNB | DISTRIBUTION |  |  | 3AH5 103-1 | BUS SECTION | 300290911 | WKLC/PCE/J01553/MB42670 | 42670 | OPEN | MENARA WORLDWIDE JLN BKT BINTANG | KUALA LUMPUR PUSAT | ITEM | INST |  | Pass | null
416715561 | Existing | 16234 | VACUUM | 11 kV | 630 | TNB | DISTRIBUTION |  |  | 3AH5 103-2Z | RESTORAN SRI MELAYU | 300061226 | WKLC/PCE/J00008/MB16234 | 16234 | CLOSED | KOMPLEKS BUDAYA KRAF | KUALA LUMPUR PUSAT | ITEM | INST |  | Pass | null
378147794 | Existing |  | VACUUM | 11 kV | 0 | TNB | DISTRIBUTION | [6 empty] | 32 | OPEN | PPU KL ECO CITY NO 2 | KUALA LUMPUR PUSAT |  |  |  | Pass | null
412228679 | Existing | 2835 | VACUUM | 11 kV | 630 | TNB | DISTRIBUTION |  |  |  | UNITED TOWER LORONG KAPAR | 300245247 | WKLC/PCE/J01008/MB2835 | 2835 | CLOSED | BANGUNAN KUB | KUALA LUMPUR PUSAT |  | INST |  | Pass | null
417935621 | Existing | 40918 | VACUUM | 11 kV | 630 | TNB | DISTRIBUTION |  |  | 8BK-88E A1 | TASIK PERMAI NO. 3 | 300270266 | WKLC/PCE/J01470/MB40918 | 40918 | CLOSED | PERMAI RIA JLN PERMAI M | KUALA LUMPUR PUSAT | ITEM | INST |  | Pass | null
417198078 | Existing | 20955 | VACUUM | 11 kV | 630 | TNB | DISTRIBUTION |  |  | VMH12 | TX2 | 300063078 | WKLC/PCE/J00352/MB20955 | 20955 | CLOSED | TAMAN MALURI NO.17 | KUALA LUMPUR PUSAT | LKH | INST |  | Pass | null
416831500 | Existing | 2084 | VACUUM | 11 kV | 630 | TNB | DISTRIBUTION |  |  | 3AH5 103-2 | TX1 1000KVA | 311279623 | WKLC/PCE/J00543/MB2084 | 2084 | CLOSED | ROYAL SELANGOR GOLF CLUB | KUALA LUMPUR PUSAT | ITEM | INST | YTBC | Pass | null
417308979 | Existing | 7292 | VACUUM | 11 kV | 630 | TNB | DISTRIBUTION |  |  | VK10J20H | PPU STAR HILL | 300245382 | WKLC/PCE/J00536/MB7292 | 7292 | CLOSED | KL PLAZA | KUALA LUMPUR PUSAT | TAMCO | INST |  | Pass | null
377377404 | Existing | 1P5 | VACUUM | 33 kV | 1 | TNB | DISTRIBUTION |  | TAMCO | GV 30M 25D | 1P5 - PMU PUDU ULU | 300293291 | WKLC/PPU/G00038/MB1P5 | 1P5 | OPEN | PPU F & N | KUALA LUMPUR PUSAT | TAMCO | INST |  | Pass | null
377962549 | Existing |  | VACUUM | 33 kV | 0 | TNB | DISTRIBUTION | [5 empty] | WKLC/SSU/G00019/MB1 | 1B5 | CLOSED | SSU IB TOWER | KUALA LUMPUR PUSAT |  |  |  | Pass | null
377523323 | Existing |  | VACUUM | 33 kV | 0 | TNB | DISTRIBUTION | [6 empty] | 2HO | CLOSED | PMU KL PAVILLION 132/33KV | KUALA LUMPUR PUSAT |  |  |  | Pass | null
377524084 | Existing | VCB31 | VACUUM | 11 kV | 2 | TNB | DISTRIBUTION |  | TAMCO | VK 10P25D | INCOMER NO1 | 300044030 | WKLC/PMU/G00008/NB31 | 31 | CLOSED | PMU PUDU ULU 132/33/11KV | KUALA LUMPUR PUSAT | TAMCO | INST |  | Pass | null
417867239 | Existing | 39653 | VACUUM | 11 kV | 630 | TNB | DISTRIBUTION |  |  | 12A20 | AMPANG POINT | 311302196 | WKLC/PCE/J00956/MB39653 | 39653 | CLOSED | DID AMPANG | KUALA LUMPUR PUSAT | EPE | INST | YTBC | Pass | null
412297895 | Existing | 8180 | VACUUM | 11 kV | 630 | TNB | DISTRIBUTION |  |  | SV-12 | AIK WAH | 10000594 | WKLC/PCE/J00482/MB8180 | 8180 | CLOSED | MAKISSA CHANGKAT RAJA CHULAN (MCB PLAZA) | KUALA LUMPUR PUSAT | AICHI | INST |  | Pass | null
417536235 | Existing | 31597 | VACUUM | 11 kV | 630 | TNB | DISTRIBUTION |  |  | VK10J25H | TX 2 | 300244785 | WKLC/PCE/J00513/MB31597 | 31597 | CLOSED | P/PURI KOS SEDERHANA CHANGKAT BKT INDAH | KUALA LUMPUR PUSAT | TAMCO | INST |  | Pass | null
418489224 | Existing | 28490 | VACUUM | 11 kV | 0 | TNB | DISTRIBUTION |  |  | SBV-4-B1 | TX1 | 300066657 | WKLC/PCE/J00980/MB28490 | 28490 | CLOSED | NO 1 RUMAH KEDAI 4 TKT TAMAN PANDAN CAHA | KUALA LUMPUR PUSAT | GEC | INST |  | Pass | null
416346945 | Existing | 34828 | VACUUM | 11 kV | 630 | TNB | DISTRIBUTION |  |  | 3AH5 104-2 | PENGGUNA | 300254808 | WKLC/PCE/J01376/MB34828 | 34828 | CLOSED | HOTEL IMPIANA, KLCC JLN PINANG | KUALA LUMPUR PUSAT | ITEM | INST |  | Pass | null
419656950 | Existing | 8816 | VACUUM | 11 kV | 630 | TNB | DISTRIBUTION |  |  | HV-12 | 11KV CONSUMER | 300062910 | WKLC/PCE/J00323/MB8816 | 8816 | CLOSED | PGB PLAZA | KUALA LUMPUR PUSAT | TOSHIBA | INST |  | Pass | null
419596973 | Existing | 5654 | VACUUM | 11 kV | 630 | TNB | DISTRIBUTION |  |  | R4/1 MK8 | PPU BINTANG | 300063699 | WKLC/PCE/J00458/MB5654 | 5654 | CLOSED | PE IMBI PLAZA | KUALA LUMPUR PUSAT | BRUSH SWITCHGEAR LIMITED | INST |  | Pass | null
419081945 | Existing | 47142 | VACUUM | 11 kV | 630 | TNB | DISTRIBUTION |  |  | 3AH5104-2 | PPU BSKL CB 1 | 311302162 | WKLC/PCE/J01680/MB47142 | 47142 | CLOSED | MENARA HAP SENG JLN TENGAH | KUALA LUMPUR PUSAT | ITEM | INST | YTBC | Pass | null
377592443 | Existing | VCB2 | VACUUM | 11 kV | 630 | TNB | DISTRIBUTION |  | TAMCO | VK 10J 20D | TASIK TAMBAHAN NO.6 | 300044792 | WKLC/PPU/G00027/NB2 | 2 | CLOSED | PPU TASIK TAMBAHAN | KUALA LUMPUR PUSAT | TAMCO | INST |  | Pass | null
416570933 | Existing | 36647 | VACUUM | 11 kV | 800 | TNB | DISTRIBUTION |  |  | TR-ES | P/E SENI HARTA | 311279577 | WKLC/PCE/J01679/MB36647 | 36647 | CLOSED | MADGE RESIDENCES JLN MADGE | KUALA LUMPUR PUSAT | TOPRANK CORPORATION SDN BHD | INST | YTBC | Pass | null
417046334 | Proposed |  | VACUUM | 11 kV | 0 | TNB | DISTRIBUTION | [7 empty] | CLOSED |  | KUALA LUMPUR PUSAT |  |  |  | Fail | Please check "Status"
415938317 | Existing | 38718 | VACUUM | 11 kV | 630 | TNB | DISTRIBUTION |  |  | 12A20 | TX4 | 300291272 | WKLC/PCE/J01554/MB38718 | 38718 | CLOSED | CENDANA APARMENT JLN SULTAN ISMAIL | KUALA LUMPUR PUSAT | EPE | INST |  | Pass | null
400837870 | Existing | 15972 | VACUUM | 11 kV | 630 | TNB | DISTRIBUTION |  |  | VK10J20H | PST PRUBATAN GLENEAGLES INTN 1 | 300064728 | WKLC/PCE/J00644/MB15972 | 15972 | CLOSED | PUSAT PERUBATAN GLENEAGLES INTAN NO 2 | KUALA LUMPUR TIMUR | TAMCO | INST |  | Fail | Please check "Operational Area"
416775672 | Existing | 7572 | VACUUM | 11 kV | 630 | TNB | DISTRIBUTION |  |  | VK 10J20H | P/U MAS | 300062210 | WKLC/PCE/J00190/MB7572 | 7572 | CLOSED | WISMA GENTING | KUALA LUMPUR PUSAT | TAMCO | INST |  | Pass | null
416832448 | Existing | 15873 | VACUUM | 11 kV | 630 | TNB | DISTRIBUTION |  |  | VK 10J20H | PPU ROYAL CENDANA CB7 | 10001070 | WKLC/PCE/J00133/MB15873 | 15873 | CLOSED | RHB NO.2 | KUALA LUMPUR PUSAT | TAMCO | INST |  | Pass | null
412267603 | Existing | 40266 | VACUUM | 11 kV | 630 | TNB | DISTRIBUTION |  |  | VFT-12 | PENGGUNA 11KV | 300281704 | WKLC/PCE/J01472/MB40266 | 40266 | CLOSED | PICCOLO HOTEL JALAN BUKIT BINTANG | KUALA LUMPUR PUSAT | EPE | INST |  | Pass | null
418761369 | Existing | 4347 | VACUUM | 11 kV | 630 | TNB | DISTRIBUTION |  |  | VK 10J20H | 11KV CONSUMER | 300063980 | WKLC/PCE/J00510/MB4347 | 4347 | CLOSED | BGN DATO ZAINAL | KUALA LUMPUR PUSAT | TAMCO | INST |  | Pass | null
417789668 | Existing | 40913 | VACUUM | 11 kV | 630 | TNB | DISTRIBUTION |  |  | HV-12 | DESA ANGKASA | 300268705 | WKLC/PCE/J01449/MB40913 | 40913 | CLOSED | ICON JLN TUN RAZAK | KUALA LUMPUR PUSAT | TOPRANK | INST |  | Pass | null
409120424 | Existing |  | VACUUM | 11 kV | 0 | TNB | DISTRIBUTION | [6 empty] | 11 | OPEN | PPU SUNCITY D-PZW-S14-9157 | KUALA LUMPUR PUSAT |  |  |  | Pass | null
417089138 | Existing | 10920 | VACUUM | 11 kV | 630 | TNB | DISTRIBUTION |  |  | HICLAD 12A20 | BAM VILLA | 300062223 | WKLC/PCE/J00192/MB10920 | 10920 | CLOSED | AKADEMI BAM | KUALA LUMPUR PUSAT | EPE | INST |  | Pass | null
418150445 | Existing | 42856 | VACUUM | 11 kV | 630 | TNB | DISTRIBUTION |  |  | 3AH5 103-1 | APARTMENT PANORAMA NO1 | 300292923 | WKLC/PCE/J01565/MB42856 | 42856 | CLOSED | APARTMENT PANORAMA NO.2 PERS HAMPSHIRE | KUALA LUMPUR PUSAT | ITEM | INST |  | Pass | null
377692954 | Existing |  | VACUUM | 33 kV | 0 | TNB | DISTRIBUTION | [6 empty] | 2HO | CLOSED | PMU MID VALLEY 132/33/11KV | KUALA LUMPUR PUSAT |  |  |  | Pass | null
399846348 | Existing |  | VACUUM | 11 kV | 0 | TNB | DISTRIBUTION | [6 empty] | 47992 | CLOSED | P/PURI REMBUN JLN AMPANG HILIR | KUALA LUMPUR TIMUR |  |  |  | Fail | Please check "Operational Area"
377692440 | Existing | VCB15 | VACUUM | 11 kV | 630 | TNB | DISTRIBUTION |  | TAMCO | VK 10J25D | PE G RESIDENCE DESA PANDAN | 311162595 | WKLC/PMU/G00007/NB15 | 15 | CLOSED | PMU PANDAN MAJU 132/33/11KV | Unknown | TAMCO | INST | YTBC | Fail | Please check "Operational Area"
377364329 | Existing | 2P5 | VACUUM | 33 kV | 1 | TNB | DISTRIBUTION |  | TAMCO | VY-30M25D | 2P5-PPU JLN RODGER | 300044252 | WKLC/PPU/G00008/MB2P5 | 2P5 | CLOSED | PPU JALAN PUDU | KUALA LUMPUR PUSAT | TAMCO | INST |  | Pass | null
415990219 | Existing | 43461 | VACUUM | 11 kV | 630 | TNB | DISTRIBUTION |  |  | VK10J20H | BUS SECTION | 300293479 | WKLC/PCE/J01577/MB43461 | 43461 | OPEN | SSU UE3 TAMAN MIHARJA | KUALA LUMPUR PUSAT | TAMCO | INST |  | Pass | null
418025478 | Existing | 14078 | VACUUM | 11 kV | 630 | TNB | DISTRIBUTION |  |  | VK 10J20H | P/U HOTEL ISTANA | 300062674 | WKLC/PCE/J00275/MB14078 | 14078 | CLOSED | MENARA GENESIS | KUALA LUMPUR PUSAT | TAMCO | INST |  | Pass | null
416183321 | Existing | 2413 | VACUUM | 11 kV | 630 | TNB | DISTRIBUTION |  |  | BVP.17 | TX1 | 300064086 | WKLC/PCE/J00532/MB2413 | 2413 | CLOSED | TELEKOM HQ | KUALA LUMPUR PUSAT | ASS. ELECTRICAL INDUSTRIES LTD | INST |  | Pass | null
412308028 | Existing | 45745 | VACUUM | 11 kV | 630 | TNB | DISTRIBUTION |  |  | 3AH5104-2 | SPARE | 311302151 | WKLC/PCE/J01795/MB45745 | 45745 | OPEN | APT SUASANA BKT CEYLON | KUALA LUMPUR PUSAT | ITEM | INST | YTBC | Pass | null
417694698 | Existing | 8647 | VACUUM | 11 kV | 630 | TNB | DISTRIBUTION |  |  | VK10J20H | PPU SUNGAI BESI | 10000977 | WKLC/PCE/J00309/MB8647 | 8647 | CLOSED | MALAYAN BANKING JLN PUDU | KUALA LUMPUR PUSAT | TAMCO | INST |  | Pass | null
416828079 | Existing | 40278 | VACUUM | 11 kV | 630 | TNB | DISTRIBUTION |  |  | VK10J20H | PANDAN BESTARI NO.1 JLN BKT PN | 300268790 | WKLC/PCE/J01464/MB40278 | 40278 | CLOSED |  | KUALA LUMPUR PUSAT | TAMCO | INST |  | Pass | null
418227742 | Existing | 51086 | VACUUM | 11 kV | 630 | TNB | DISTRIBUTION |  |  | VK 10J20H | BUS TIE | 311279545 | WKLC/PCE/J01809/MB51086 | 51086 | CLOSED | SSU MENARA TR 1 JLN AMPANG | KUALA LUMPUR PUSAT | TAMCO | INST | YTBC | Pass | null
416973173 | Existing | 49274 | VACUUM | 11 kV | 630 | TNB | DISTRIBUTION |  |  | 8BK88E | PADAT SEMENTARA PENGGUNA | 300516606 | WKLC/PCE/J01748/MB1 | 49274 | CLOSED | SSU BANGUNAN MAS | KUALA LUMPUR PUSAT | ITEM | INST |  | Pass | null
416389486 | Existing | 5538 | VACUUM | 11 kV | 630 | TNB | DISTRIBUTION |  |  | HV-12 | KL TRAVEL LODGE | 300064593 | WKLC/PCE/J00621/MB5538 | 5538 | OPEN | WISMA MCA | KUALA LUMPUR PUSAT | VSI BRUSH | INST |  | Pass | null
416303621 | Existing |  | VACUUM | 11 kV | 0 | TNB | DISTRIBUTION | [6 empty] | 48363 | CLOSED | SSU GLENEAGLES JLN AMPANG | KUALA LUMPUR PUSAT |  |  |  | Pass | null
406273046 | Existing | 35395 | VACUUM | 11 kV | 630 | TNB | DISTRIBUTION |  |  | 3AH5103-2Z | TX1 | 311407065 | WKLS/PCE/J00503/MB37395 | 37395 | CLOSED | P/PURI NUSA KURNIA | KUALA LUMPUR SELATAN | ITEM | INST | YTBC | Fail | Please check "Operational Area"
419177188 | Existing | 22464 | VACUUM | 11 kV | 630 | TNB | DISTRIBUTION |  |  | VK10J20H | PPU PHILEO PROMENADE | 300245095 | WKLC/PCE/J00070/MB22464 | 22464 | CLOSED | KONDO 6/8 PERS HAMPSHIRE JLN AMPANG | KUALA LUMPUR PUSAT | TAMCO | INST |  | Pass | null
417093441 | Existing | 9026 | VACUUM | 11 kV | 630 | TNB | DISTRIBUTION |  |  | 8BK-88 | MUI PLAZA | 300064059 | WKLC/PCE/J00528/MB9026 | 9026 | CLOSED | WELD SUPERMARKET | KUALA LUMPUR PUSAT | ITEM | INST |  | Pass | null
377979620 | Existing | 10S5 | VACUUM | 33 kV | 1 | TNB | DISTRIBUTION |  | TAMCO | VY-30M25D | 10S5 - SSU LOT C KLCC (6S5) | 300286462 | WKLC/SSU/G00002/MB10S5 | 10S5 | CLOSED | SSU KLCC NO.2 | KUALA LUMPUR PUSAT | TAMCO | INST |  | Pass | null
377695006 | Existing | 2L5 | VACUUM | 33 kV | 1 | TNB | DISTRIBUTION |  | EPE | VJ-32 | PPU MBF | 300043920 | WKLC/PMU/G00005/MB2L5 | 2 | CLOSED | PMU KLCC 132/33/11KV | KUALA LUMPUR PUSAT | EPE | INST |  | Pass | null
412194506 | Existing | 47550 | VACUUM | 11 kV | 630 | TNB | DISTRIBUTION |  |  | HV12 | LOOPING | 311279644 | WKLC/PCE/J01646/MB47550 | 47550 | CLOSED | SSU FEDERAL AUTO JLN SYED PUTRA | KUALA LUMPUR PUSAT | TOSHIBA | INST | YTBC | Pass | null
411696524 | Existing | 21729 | VACUUM | 11 kV | 630 | TNB | DISTRIBUTION |  |  | N/A | PENGGUNA | 300063561 | WKLC/PCE/J00434/MB21729 | 21729 | CLOSED | HOTEL NOVOTEL | KUALA LUMPUR PUSAT | ITEM | INST |  | Pass | null
416994918 | Existing |  | VACUUM | 11 kV | 0 | TNB | DISTRIBUTION | [6 empty] | KL602 | CLOSED |  | KUALA LUMPUR PUSAT |  |  |  | Pass | null
418639247 | Existing | 22088 | VACUUM | 11 kV | 630 | TNB | DISTRIBUTION |  |  | SBV-4 | JLN 6/3 TAMAN KOMERSIALP. INDA | 300066542 | WKLC/PCE/J00963/MB22088 | 22088 | CLOSED | JLN 6/2 TMN KOMERSIAL PANDAN INDAH | KUALA LUMPUR PUSAT | GEC | INST |  | Pass | null
417145816 | Existing | 39993 | VACUUM | 11 kV | 630 | TNB | DISTRIBUTION |  |  | 12A20 | TX1 | 300268747 | WKLC/PCE/J01456/MB39993 | 39993 | CLOSED | AVARE KONDO LRG KUDA | KUALA LUMPUR PUSAT | EPE | INST |  | Pass | null
418524150 | Existing | 14860 | VACUUM | 11 kV | 630 | TNB | DISTRIBUTION |  |  | VK10J20H | JALAN DAGANG 4 TAMAN DAGANG | 300064818 | WKLC/PCE/J00658/MB14860 | 14860 | CLOSED | IBU PEJABAT POLIS AMPANG | KUALA LUMPUR PUSAT | TAMCO | INST |  | Pass | null
413482180 | Existing | 8978 | VACUUM | 11 kV | 630 | TNB | DISTRIBUTION |  |  | VK10J20H | TRANSFORMER - DIRECT CONSUMER | 300068967 | WKLS/PCE/J00524/MB8978 | 8978 | CLOSED | GOVERMENT PRINTING NO. 2 | KUALA LUMPUR SELATAN | TAMCO | INST |  | Fail | Please check "Operational Area"
418309036 | Existing | 13468 | VACUUM | 11 kV | 630 | TNB | DISTRIBUTION |  |  | VK10J25H | TX | 300062582 | WKLC/PCE/J00255/MB13468 | 13468 | CLOSED | MIM JLN AMPANG | KUALA LUMPUR PUSAT | TAMCO | INST |  | Pass | null
418892627 | Existing | 18361 | VACUUM | 11 kV | 630 | TNB | DISTRIBUTION |  |  | VMH12 | TX1 | 300061274 | WKLC/PCE/J00016/MB18361 | 18361 | CLOSED | MEGAN PHILEO PROMENADE BLK C | KUALA LUMPUR PUSAT | LKH | INST |  | Pass | null
416441292 | Existing | 48116 | VACUUM | 11 kV | 630 | TNB | DISTRIBUTION |  |  | 8BK-88E-A1 | LOOPING | 300537467 | WKLC/PCE/J01771/MB4 | 48116 | CLOSED | SUMMER SUITE JALAN CENDANA | KUALA LUMPUR PUSAT | ITEM | INST | YTBC | Pass | null
382788938 | Existing |  |  | 11 kV | 0 | TNB | DISTRIBUTION | [7 empty] | CLOSED |  | KUALA LUMPUR |  |  |  | Fail | Please check "Operational Area"
398663584 | Existing | 5349 | VACUUM | 11 kV | 630 | TNB | DISTRIBUTION |  |  | VK10J20H | AMPANG ESTATE | 300064354 | WKLC/PCE/J00580/MB5349 | 5349 | CLOSED | WISMA RISDA | KUALA LUMPUR TIMUR | TAMCO | INST |  | Fail | Please check "Operational Area"
411700173 | Existing |  | VACUUM | 11 kV | 0 | TNB | DISTRIBUTION | [6 empty] | 51825 | CLOSED | THE RUMA JLN KIA PENG | KUALA LUMPUR PUSAT |  |  |  | Pass | null
417862903 | Existing | 42652 | VACUUM | 11 kV | 630 | TNB | DISTRIBUTION |  |  | VK10J20H | SPARE | 300293325 | WKLC/PCE/J01568/MB42652 | 42652 | CLOSED | SSU MENARA HSC JALAN AMPANG | KUALA LUMPUR PUSAT | TAMCO | INST |  | Pass | null
377522760 | Existing | 2HO | VACUUM | 33 kV | 1 | TNB | DISTRIBUTION |  | TAMCO | GV 30M 25D | 2HO-30MVA TX2 | 300044046 | WKLC/PPU/G00001/MB2HO | 2HO | CLOSED | PPU AMPANG SPECIALIST CENTRE | KUALA LUMPUR PUSAT | TAMCO | INST |  | Pass | null
418377331 | Existing | 2459 | VACUUM | 11 kV | 630 | TNB | DISTRIBUTION |  |  | VK 10J20H | KOMPLEKS KEWANGAN | 300061891 | WKLC/PCE/J00130/MB2459 | 2459 | OPEN | WISMA LIM FOO YONG | KUALA LUMPUR PUSAT | TAMCO | INST |  | Pass | null
411708983 | Existing | 17260 | VACUUM | 11 kV | 630 | TNB | DISTRIBUTION |  |  | VK10J20H | PPU KLCC | 10001004 | WKLC/PCE/J00100/MB17260 | 17260 | CLOSED | SSU KLCC A | KUALA LUMPUR PUSAT | TAMCO | INST |  | Pass | null
403305611 | Existing | 33056 | VACUUM | 11 kV | 630 | TNB | DISTRIBUTION |  |  | 3AH5103-2Z | KELAB UKAY BKT ANTARABANGSA | 300245211 | WKLC/PCE/J01147/MB33056 | 33056 | CLOSED | JLN ANDAMAN 3 TMN ANDAMAN | KUALA LUMPUR TIMUR | ITEM | INST |  | Fail | Please check "Operational Area"
419742949 | Existing | 7086 | VACUUM | 11 kV | 400 | TNB | DISTRIBUTION |  |  | VBH-124-40 | TX | 300065469 | WKLC/PCE/J00780/MB7086 | 7086 | CLOSED | TAMAN TAR NO.3 | KUALA LUMPUR PUSAT | AICHI | INST |  | Pass | null
377395638 | Existing | 1P5 | VACUUM | 33 kV | 1 | TNB | DISTRIBUTION |  | TAMCO | GV30M25D | PMU KLCC SW 4L5 | 300044388 | WKLC/PPU/G00013/MB1P5 | 1P5 | CLOSED | PPU KLCC | KUALA LUMPUR PUSAT |  | INST |  | Pass | null
377395574 | Existing | 2HO | VACUUM | 33 kV | 1 | TNB | DISTRIBUTION |  | TAMCO | GV30M25D | 30 MVA TX2 | 300044390 | WKLC/PPU/G00013/MB2HO | 2HO | CLOSED | PPU KLCC | KUALA LUMPUR PUSAT |  | INST |  | Pass | null
377591215 | Existing | VCB2 | VACUUM | 11 kV | 630 | TNB | DISTRIBUTION |  | TAMCO | VK 10J 20D | TIARA CONDO BLOCK C | 300044738 | WKLC/PPU/G00025/NB2 | 2 | CLOSED | PPU TAMAN DATOK AHMAD RAZALI | KUALA LUMPUR PUSAT | TAMCO | INST |  | Pass | null
418163615 | Existing | 6751 | VACUUM | 11 kV | 630 | TNB | DISTRIBUTION |  |  | VBH-124-40 | SG BESI ROAD FLAT | 300244983 | WKLC/PCE/J01244/MB6751 | 6751 | CLOSED | JLN SAN PENG NO.2 | KUALA LUMPUR PUSAT | AICHI | INST |  | Pass | null
417017108 | Existing | 8061 | VACUUM | 11 kV | 630 | TNB | DISTRIBUTION |  |  | VK10J20H | TX1 | 300063530 | WKLC/PCE/J00429/MB8061 | 8061 | CLOSED | TAMAN MAWAR | KUALA LUMPUR PUSAT | TAMCO | INST |  | Pass | null
378147793 | Existing |  | VACUUM | 11 kV | 0 | TNB | DISTRIBUTION | [6 empty] | 14 | OPEN | PPU KL ECO CITY NO 2 | KUALA LUMPUR PUSAT |  |  |  | Pass | null
412228838 | Existing | 18477 | VACUUM | 11 kV | 630 | TNB | DISTRIBUTION |  |  | VMH 12 | TRANSFORMER | 300244650 | WKLC/PCE/J01078/MB18477 | 18477 | CLOSED | HOTEL 13 TKT LRG KAPAR JLN SYED PUTRA | KUALA LUMPUR PUSAT | LKH | INST |  | Pass | null
412177530 | Existing | 7132 | VACUUM | 11 kV | 630 | TNB | DISTRIBUTION |  |  | VBH-124-40 | P/E ROBSON HEIGHT CONDO | 300244988 | WKLC/PCE/J01001/MB7132 | 7132 | CLOSED | THEAN HOU TEMPLE | KUALA LUMPUR PUSAT | AICHI | INST |  | Pass | null
416724722 | Existing | 7452 | VACUUM | 11 kV | 630 | TNB | DISTRIBUTION |  |  | VBH-124-40 | CONSUMER NO 1 | 300244957 | WKLC/PCE/J01216/MB7452 | 7452 | CLOSED | UMBC | KUALA LUMPUR PUSAT | AICHI | INST |  | Pass | null
377962548 | Existing |  | VACUUM | 33 kV | 0 | TNB | DISTRIBUTION | [5 empty] | WKLC/SSU/G00019/MB5 | 3S5 | CLOSED | SSU IB TOWER | KUALA LUMPUR PUSAT |  |  |  | Pass | null
411739666 | Existing |  | VACUUM | 11 kV | 0 | TNB | DISTRIBUTION | [6 empty] | 51931 | CLOSED | SSU PANDAN MAS 2B | KUALA LUMPUR PUSAT |  |  |  | Pass | null
416003894 | Existing | 47285 | VACUUM | 11 kV | 800 | TNB | DISTRIBUTION |  |  | HV12 | PENGGUNA 11 KV NO1 | 311279580 | WKLC/PCE/J01628/MB47285 | 47285 | CLOSED | BRUNSFIELD RESIDENCE JLN U-THANT | KUALA LUMPUR PUSAT | TOSHIBA | INST | YTBC | Pass | null
409120592 | Existing |  | VACUUM | 11 kV | 0 | TNB | DISTRIBUTION | [6 empty] | 32 | CLOSED | PPU SUNCITY D-PZW-S14-9157 | KUALA LUMPUR PUSAT |  |  |  | Pass | null
377591826 | Existing | VCB13 | VACUUM | 11 kV | 630 | TNB | DISTRIBUTION |  | TAMCO | VK 10J 20D | CHANCELLOR CONDO NO.1 | 300044765 | WKLC/PPU/G00026/NB13 | 13 | CLOSED | PPU TAMAN KOSAS | KUALA LUMPUR PUSAT | TAMCO | INST |  | Pass | null
400428647 | Existing | 10247 | VACUUM | 11 kV | 630 | TNB | DISTRIBUTION |  |  | VFT-12 | WISMA CHINESE CHAMBER | 300064584 | WKLC/PCE/J00619/MB10247 | 10247 | CLOSED | LRG ENAU | KUALA LUMPUR TIMUR | EPE | INST |  | Fail | Please check "Operational Area"
377302254 | Existing | VCB31 | VACUUM | 11 kV | 2 | TNB | DISTRIBUTION |  |  | 10-VPR-25B | VCB 31 - 30 MVA TX 1 | 300044846 | WKLC/PPU/G00029/NB31 | 31 | CLOSED | PPU UDA BUKIT NENAS | KUALA LUMPUR PUSAT | MITSUBISHI | INST |  | Pass | null
417536074 | Existing | 43691 | VACUUM | 11 kV | 630 | TNB | DISTRIBUTION |  |  | VK10J20H | PPU TAMAN KOSAS CB 7 | 311297147 | WKLC/PCE/J00718/MB43691 | 43691 | CLOSED | AMPANG INDAH NO.3 | KUALA LUMPUR PUSAT | TAMCO | INST | YTBC | Pass | null
417536234 | Existing | 31596 | VACUUM | 11 kV | 630 | TNB | DISTRIBUTION |  |  | VK10J25H | PANGSAPURI EMERALD | 300244784 | WKLC/PCE/J00513/MB31596 | 31596 | CLOSED | P/PURI KOS SEDERHANA CHANGKAT BKT INDAH | KUALA LUMPUR PUSAT | TAMCO | INST |  | Pass | null
405256456 | Existing | 40539 | VACUUM | 11 kV | 630 | TNB | DISTRIBUTION |  |  | VFT-12-106 | PENGGUNA 11KV NO 2 | 311406680 | WKLC/PCE/J01417/MB40539 | 40539 | CLOSED | KUARTERS TUDM JLN LAPANGAN TERBANG LAMA | KUALA LUMPUR SELATAN | EPE | INST | YTBC | Fail | Please check "Operational Area"
377361515 | Existing | VCB8 | VACUUM | 33 kV | 630 | TNB | DISTRIBUTION |  | REYROLLE | LMVP/X5/M0 | MUI PLAZA | 300044382 | WKLC/PPU/G00012/NB8 | 8 | CLOSED | PPU KL TOWN | KUALA LUMPUR PUSAT | REYROLLE | INST |  | Pass | null
376923050 | Existing | 2L5 | VACUUM | 33 kV | 1 | TNB | DISTRIBUTION |  | TOSHIBA | VY30M25D | ABANDON CBC | 300043866 | WKLC/PMU/G00002/MB2L5 | 2L5 | OPEN | PMU BUKIT MAHKAMAH 132/33/11KV | KUALA LUMPUR PUSAT | TOSHIBA | INST |  | Pass | null
377673440 | Existing | 3TO | VACUUM | 33 kV | 2 | TNB | DISTRIBUTION |  | TAMCO | VY30P25D | INCAMER N01 | 300043984 | WKLC/PMU/G00007/MB3TO | 3TO | CLOSED | PMU PANDAN MAJU 132/33/11KV | KUALA LUMPUR PUSAT | TAMCO | INST |  | Pass | null
399192018 | Existing | 8991 | VACUUM | 11 kV | 630 | TNB | DISTRIBUTION |  |  | VK10J25H | PANDAN MAJU 9 | 300064468 | WKLC/PCE/J00599/MB8991 | 8991 | OPEN | PANDAN MAJU NO.1 | KUALA LUMPUR TIMUR | TAMCO | INST |  | Fail | Please check "Operational Area"
412266969 | Existing | 9311 | VACUUM | 11 kV | 630 | TNB | DISTRIBUTION |  |  | VK 10J20H | 11 KV PENGGUNA | 300063799 | WKLC/PCE/J00478/MB9311 | 9311 | CLOSED | SHAHZAN TOWER | KUALA LUMPUR PUSAT | TAMCO | INST |  | Pass | null
412267570 | Existing | 40268 | VACUUM | 11 kV | 630 | TNB | DISTRIBUTION |  |  | VFT-12 | N/A | 300270278 | WKLC/PCE/J01472/MB40268 | 40268 | OPEN | PICCOLO HOTEL JALAN BUKIT BINTANG | KUALA LUMPUR PUSAT | EPE | INST |  | Pass | null
412744493 | Existing | 51538 | VACUUM | 11 kV | 630 | TNB | DISTRIBUTION |  |  | VK10J20H | SSU DESA GREEN TMN DESA | 311406565 | WKLC/PCE/J01801/MB51538 | 51538 | CLOSED | SSU DESA BUSINESS SUITES | KUALA LUMPUR SELATAN | TAMCO | INST | YTBC | Fail | Please check "Operational Area"
418762001 | Existing | 31294 | VACUUM | 11 kV | 630 | TNB | DISTRIBUTION |  |  | UNIVAC 12 | PENGGUNA | 311279640 | WKLC/PCE/J00508/MB31294 | 31294 | CLOSED | WISMA AIA JALAN AMPANG | KUALA LUMPUR PUSAT | UNIVAC SWITCHGEAR | INST | YTBC | Pass | null
377636007 | Existing | VCB11 | VACUUM | 11 kV | 630 | TNB | DISTRIBUTION |  | TAMCO | VK10J20D | SS MONORAIL JLN TEBING B'FIELD | 300044816 | WKLC/PPU/G00028/NB11 | 11 | CLOSED | PPU TELEKOM BRICKFIELD | KUALA LUMPUR PUSAT | TAMCO | INST |  | Pass | null
377636071 | Existing | VCB12 | VACUUM | 11 kV | 630 | TNB | DISTRIBUTION |  | TAMCO | VK10J20D | PDT KALAMANDABAM KOVIL | 300044817 | WKLC/PPU/G00028/NB12 | 12 | CLOSED | PPU TELEKOM BRICKFIELD | KUALA LUMPUR PUSAT | TAMCO | INST |  | Pass | null
417867736 | Existing | 18680 | VACUUM | 11 kV | 630 | TNB | DISTRIBUTION |  |  | N/A | TX 1 | 300065083 | WKLC/PCE/J00706/MB18680 | 18680 | CLOSED | TIARA CONDO BLOCK C | KUALA LUMPUR PUSAT | LKH | INST |  | Pass | null
418063978 | Existing | 15034 | VACUUM | 11 kV | 630 | TNB | DISTRIBUTION |  |  | VK 10J20H | P/E GEREJA JLN WESLEY | 300244617 | WKLC/PCE/J01072/MB15034 | 15034 | CLOSED | MABA NO.2 | KUALA LUMPUR PUSAT | TAMCO | INST |  | Pass | null
399846315 | Existing |  | VACUUM | 11 kV | 0 | TNB | DISTRIBUTION | [6 empty] | 47987 | CLOSED | P/PURI REMBUN JLN AMPANG HILIR | KUALA LUMPUR TIMUR |  |  |  | Fail | Please check "Operational Area"
411997541 | Existing |  | VACUUM | 11 kV | 630 | TNB | DISTRIBUTION |  |  | 8BK88E |  | 300531976 | WKLC/PCE/J01764/MB1 | 49629 | CLOSED | SSU VELOCITY FASA 3 JLN PEEL | KUALA LUMPUR PUSAT | ITEM | INST | YTBC | Pass | null
377303449 | Existing | 4P5 | VACUUM | 33 kV | 1 | TNB | DISTRIBUTION |  | TAMCO | VY 30M 25D | 4P5 -PMU VISION CITY 8L5 | 300044862 | WKLC/PPU/G00030/MB4P5 | 4P5 | CLOSED | PPU UNION SQUARE | KUALA LUMPUR PUSAT | TAMCO | INST |  | Pass | null
417574333 | Existing | 38963 | VACUUM | 11 kV | 630 | TNB | DISTRIBUTION |  |  | 8BK-88E | JALAN GELANG | 300284862 | WKLC/PCE/J01511/MB38960 | 38960 | CLOSED | EXOTIC CAR COMPLEX JLN.LOKE YEW | KUALA LUMPUR PUSAT | ITEM | INST |  | Pass | null
411751673 | Existing | 33048 | VACUUM | 11 kV | 630 | TNB | DISTRIBUTION |  |  | HD4 | NO 2 JALAN SULAIMAN 3 | 300245255 | WKLC/PCE/J00739/MB33048 | 33048 | CLOSED | BLK A PPR HILIRAN AMPANG | KUALA LUMPUR PUSAT | ABB | INST |  | Pass | null
378315891 | Existing |  | VACUUM | 11 kV | 0 | TNB | DISTRIBUTION | [6 empty] | 50441 | CLOSED |  | KUALA LUMPUR PUSAT |  |  |  | Pass | null
417635244 | Existing | 3947 | VACUUM | 11 kV | 600 | TNB | DISTRIBUTION |  |  | BVP.500 | P/U JLN RODGER | 300245241 | WKLC/PCE/J01222/MB7853 | 3947 | CLOSED | WISMA HO WENG KEE | KUALA LUMPUR PUSAT | GREAT BRITAIN | INST |  | Pass | null
376923420 | Existing | 3S5 | VACUUM | 33 kV | 1 | TNB | DISTRIBUTION |  | ABB | VD4X 3612-25 | 3S5 - PENGGUNA NO.1 | 300285628 | WKLC/SSU/G00005/MB3S5 | 3S5 | CLOSED | SSU SMART TUNNEL | KUALA LUMPUR PUSAT | ABB | INST |  | Pass | null
63372369 | Existing | 6L5 | VACUUM | 33 kV | 1 | TNB | DISTRIBUTION |  | TOSHIBA | VY30M25D | SSU D'TIARA (5S5) | 300043871 | WKLC/PMU/G00002/MB6L5 | 6L5 | CLOSED | PMU BUKIT MAHKAMAH 132/33/11KV | KUALA LUMPUR PUSAT | TOSHIBA | INST |  | Pass | null
419279445 | Existing |  | VACUUM | 11 kV | 0 | TNB | DISTRIBUTION | [6 empty] | 49864 | CLOSED | WISMA SPK JLN PINANG | KUALA LUMPUR PUSAT |  |  |  | Pass | null
416973204 | Existing | 6625 | VACUUM | 11 kV | 630 | TNB | DISTRIBUTION |  |  | VK10J20H | LIM FOO YONG | 300063743 | WKLC/PCE/J00466/MB6625 | 6625 | OPEN | WISMA PROMET | KUALA LUMPUR PUSAT | TAMCO | INST |  | Pass | null
411318251 | Existing | 1555 | VACUUM | 11 kV | 630 | TNB | DISTRIBUTION |  |  | 3AH5 103-1 | JLN BEREMI | 300062984 | WKLC/PCE/J00338/MB1555 | 1555 | CLOSED | FLAT 7 STOREY JLN HICK | KUALA LUMPUR PUSAT | ITEM | INST |  | Pass | null
377589130 | Existing | 1HO | VACUUM | 33 kV | 630 | TNB | DISTRIBUTION |  |  | 30FSG-25A | 1HO - 30 MVA TX 1 | 300044644 | WKLC/PPU/G00022/MB1HO | 1HO | CLOSED | PPU PNB/LUTH | KUALA LUMPUR PUSAT | MITSUBISHI | INST |  | Pass | null
413482179 | Existing | 8980 | VACUUM | 11 kV | 630 | TNB | DISTRIBUTION |  |  | VK10J20H | GOVT PRINTING NO.1 | 300068968 | WKLS/PCE/J00524/MB8980 | 8980 | CLOSED | GOVERMENT PRINTING NO. 2 | KUALA LUMPUR SELATAN | TAMCO | INST |  | Fail | Please check "Operational Area"
419231999 | Existing | 17757 | VACUUM | 11 kV | 630 | TNB | DISTRIBUTION |  |  | VK 10J20H | IBU PEJABAT BSN | 300062428 | WKLC/PCE/J00226/MB17757 | 17757 | OPEN | PLAZA LOT 138 ( HOTEL MAYA ) | KUALA LUMPUR PUSAT | TAMCO | INST |  | Pass | null
377374621 | Existing | 1P5 | VACUUM | 33 kV | 1 | TNB | DISTRIBUTION |  | ITEM | 8DB 10 | 1P5-PMU PANTAI | 300286500 | WKLC/PPU/G00036/MB1P5 | 1P5 | CLOSED | PPU MID VALLEY | KUALA LUMPUR PUSAT | ITEM | INST |  | Pass | null
412349234 | Existing | 48892 | VACUUM | 11 kV | 630 | TNB | DISTRIBUTION |  |  | VK 10J20H | PENGGUNA 11KV NO 1 | 300537197 | WKLC/PCE/J01718/MB6 | 48892 | CLOSED | SSU IKANO JLN COCHRANE | KUALA LUMPUR PUSAT | TAMCO | INST | YTBC | Pass | null
419146991 | Existing | 28088 | VACUUM | 11 kV | 630 | TNB | DISTRIBUTION |  |  | UNIVAC 12 | PADAT RUMAH PANJANG JALAN MERD | 300066628 | WKLC/PCE/J00974/MB28088 | 28088 | CLOSED | PANDAN INDAH IND PARK NO4 | KUALA LUMPUR PUSAT | UNIVAC | INST |  | Pass | null
377521301 | Existing | VCB7 | VACUUM | 11 kV | 630 | TNB | DISTRIBUTION |  | ABB | VD4E1206P20 | DIJAYA PLAZA JALAN TUN RAZAK | 300044124 | WKLC/PPU/G00003/NB7 | 7 | CLOSED | PPU BUKIT BINTANG | KUALA LUMPUR PUSAT | ABB | INST |  | Pass | null
377522030 | Existing | VCB7 | VACUUM | 11 kV | 630 | TNB | DISTRIBUTION |  | TAMCO | VK-10J20D | MNRA HARTA PRIMA(KASSIM CHAN) | 300044094 | WKLC/PPU/G00002/NB7 | 7 | CLOSED | PPU BSKL | KUALA LUMPUR PUSAT |  | INST |  | Pass | null
412271866 | Existing | 29486 | VACUUM | 11 kV | 630 | TNB | DISTRIBUTION |  |  | 8BK-88 | BOUGAINVILLA | 300063547 | WKLC/PCE/J00432/MB29486 | 29486 | CLOSED | GLOBE SOURCE JLN 1/77B | KUALA LUMPUR PUSAT | ITEM | INST |  | Pass | null
419068670 | Existing | 37099 | VACUUM | 11 kV | 630 | TNB | DISTRIBUTION |  |  | HV-12 | MERDEKA PLACE | 300265916 | WKLC/PCE/J01429/MB37099 | 37099 | CLOSED | JALAN 8, AMPANG NEW VILLAGE | KUALA LUMPUR PUSAT | TOPRANK | INST |  | Pass | null
419596950 | Existing | 5653 | VACUUM | 11 kV | 630 | TNB | DISTRIBUTION |  |  | R4/1 MK8 | TX2 | 300063698 | WKLC/PCE/J00458/MB5653 | 5653 | CLOSED | PE IMBI PLAZA | KUALA LUMPUR PUSAT | BRUSH SWITCHGEAR LIMITED | INST |  | Pass | null
417570068 | Existing | 40934 | VACUUM | 11 kV | 630 | TNB | DISTRIBUTION |  |  | 3AH5103-1 | TAMAN MAWAR | 300273851 | WKLC/PCE/J01476/MB40934 | 40934 | CLOSED | RUMAH KEDAI JALAN MAWAR 17 TMN MESTIK | KUALA LUMPUR PUSAT | ITEM | INST |  | Pass | null
417046627 | Existing |  | VACUUM | 11 kV | 0 | TNB | DISTRIBUTION | [6 empty] | 2 | CLOSED |  | KUALA LUMPUR PUSAT |  |  |  | Pass | null
377591086 | Existing | VCB4 | VACUUM | 11 kV | 630 | TNB | DISTRIBUTION |  | TAMCO | VK 10J 20D | AMPANG JAYA NO.4 | 300044744 | WKLC/PPU/G00025/NB4 | 4 | CLOSED | PPU TAMAN DATOK AHMAD RAZALI | KUALA LUMPUR PUSAT | TAMCO | INST |  | Pass | null
377592800 | Existing | 1P5 | VACUUM | 33 kV | 1 | TNB | DISTRIBUTION |  | TAMCO | VY 30M 25D | 1P5 - DAYA BUMI | 300044808 | WKLC/PPU/G00028/MB1P5 | 1P5 | CLOSED | PPU TELEKOM BRICKFIELD | KUALA LUMPUR PUSAT | TAMCO | INST |  | Pass | null
416995479 | Existing | 33423 | VACUUM | 11 kV | 630 | TNB | DISTRIBUTION |  |  | SBV-4 | WISMA NUSANTARA | 300245875 | WKLC/PCE/J01359/MB33423 | 33423 | CLOSED | P/PURI 25 TKT LOT 1075 | KUALA LUMPUR PUSAT | ALTENA | INST |  | Pass | null
418382469 | Existing | 7490 | VACUUM | 11 kV | 630 | TNB | DISTRIBUTION |  |  | VFT-12 | TX NO.2 | 300064843 | WKLC/PCE/J00662/MB7490 | 7490 | CLOSED | TAMAN CAHAYA NO.2 (JEBCON ) | KUALA LUMPUR PUSAT | MEIDENSHA | INST |  | Pass | null
417017107 | Existing | 8236 | VACUUM | 11 kV | 630 | TNB | DISTRIBUTION |  |  | VK10J20H | CHERAS BARU NO 4 | 300063532 | WKLC/PCE/J00429/MB8236 | 8236 | CLOSED | TAMAN MAWAR | KUALA LUMPUR PUSAT | TAMCO | INST |  | Pass | null
417969655 | Existing | 13825 | VACUUM | 11 kV | 630 | TNB | DISTRIBUTION |  |  | VK10J20H | 11KV | 300061564 | WKLC/PCE/J00069/MB13825 | 13825 | CLOSED | MID POINT COMPLEX PLAZA PANDAN INDAH | KUALA LUMPUR PUSAT | TAMCO | INST |  | Pass | null
417076496 | Existing | 11695 | VACUUM | 11 kV | 630 | TNB | DISTRIBUTION |  |  | VK10J20H | CABLE ABANDONED | 10000586 | WKLC/PCE/J00576/MB11695 | 11695 | OPEN | TELEKOM LORONG KUDA | KUALA LUMPUR PUSAT | TAMCO | INST |  | Pass | null
417076688 | Existing | 46508 | VACUUM | 11 kV | 630 | TNB | DISTRIBUTION |  |  | SBK-88EA1 | SSU MENARA FELDA | 300537647 | WKLC/PCE/J01691/MB2 | 46508 | CLOSED | SSU MENARA NAZA | KUALA LUMPUR PUSAT | ITEM INDUSTRIAL - SIEMENS | INST | YTBC | Pass | null
417922152 | Existing | 35866 | VACUUM | 11 kV | 630 | TNB | DISTRIBUTION |  |  | VK10J25H | TX 2 | 300245878 | WKLC/PCE/J01360/MB35866 | 35866 | CLOSED | MORTEGO LRG PERAK | KUALA LUMPUR PUSAT | TAMCO | INST |  | Pass | null
377591896 | Existing | 4P5 | VACUUM | 33 kV | 1 | TNB | DISTRIBUTION |  | TAMCO | N/A | 4P5 - SPARE | 300044759 | WKLC/PPU/G00026/MB4P5 | 4P5 | OPEN | PPU TAMAN KOSAS | KUALA LUMPUR PUSAT | TAMCO | INST |  | Pass | null
377377306 | Existing | VCB9 | VACUUM | 11 kV | 630 | TNB | DISTRIBUTION |  | EPE | VFT12D | SPARE | 10001358 | WKLC/PPU/G00038/NB9 | 9 | CLOSED | PPU F & N | KUALA LUMPUR PUSAT |  |  |  | Pass | null
377962579 | Existing |  | VACUUM |  | 0 | TNB | DISTRIBUTION | [5 empty] | WKLC/SSU/G00019/MB8 | 6S5 | CLOSED | SSU IB TOWER | KUALA LUMPUR PUSAT |  |  |  | Fail | Please check "Operating Voltage"
409120591 | Existing |  | VACUUM | 11 kV | 0 | TNB | DISTRIBUTION | [6 empty] | 14 | OPEN | PPU SUNCITY D-PZW-S14-9157 | KUALA LUMPUR PUSAT |  |  |  | Pass | null
415809806 | Existing | 42814 | VACUUM | 11 kV | 630 | TNB | DISTRIBUTION |  |  | VK 10J20H | TX1 | 300291237 | WKLC/PCE/J01558/MB42814 | 42814 | CLOSED | KONDO EMBASSYVIEW NO.2 JLN AMPANG | KUALA LUMPUR PUSAT | TAMCO | INST |  | Pass | null
416003164 | Existing | 359 | VACUUM | 11 kV | 400 | TNB | DISTRIBUTION |  |  |  | TX 1000KVA TAP 1 | 311279585 | WKLC/PCE/J00575/MB359 | 359 | CLOSED | JLN FREEMAN | KUALA LUMPUR PUSAT | FERGUSON PAILIN LTD | INST | YTBC | Pass | null
377523417 | Existing |  | VACUUM | 33 kV | 0 | TNB | DISTRIBUTION | [6 empty] | 1WO | CLOSED | PMU KL PAVILLION 132/33KV | KUALA LUMPUR PUSAT |  |  |  | Pass | null
418458941 | Existing | 49755 | VACUUM | 11 kV | 630 | TNB | DISTRIBUTION |  |  | VK10J20H | 11KV CONSUMER | 311297304 | WKLC/PCE/J01740/MB49755 | 49755 | CLOSED | SSU SUNWAY VELOCITY MALL 2 | KUALA LUMPUR PUSAT | TAMCO | INST | YTBC | Pass | null
419656948 | Existing | 32238 | VACUUM | 11 kV | 800 | TNB | DISTRIBUTION |  |  | HV-12 | P/E 8 LOTUS LRG THAMBI 2 | 311297384 | WKLC/PCE/J00323/MB32238 | 32238 | OPEN | PGB PLAZA | KUALA LUMPUR PUSAT | TOSHIBA | INST | YTBC | Pass | null
419081751 | Existing | 44177 | VACUUM | 11 kV | 630 | TNB | DISTRIBUTION |  |  | VK10J20H | PPU ST MARY CB3 | 311297292 | WKLC/PCE/J00493/MB4417 | 44177 | CLOSED | KOMPLEKS KEWANGAN | KUALA LUMPUR PUSAT | TAMCO | INST | YTBC | Pass | null
412307688 | Existing | 44367 | VACUUM | 11 kV | 800 | TNB | DISTRIBUTION |  |  | HV12 | BUS SECTION | 300453260 | WKLC/PCE/J01624/MB44367 | 44367 | CLOSED | VERTICAS NO.1 JLN CEYLON BLOCK B | KUALA LUMPUR PUSAT | TOPRANK | INST |  | Pass | null
377397593 | Existing | VCB5 | VACUUM | 11 kV | 630 | TNB | DISTRIBUTION |  | TAMCO | VK 10J 20D | P/E THE MARITZ JLN MAYANG | 300044493 | WKLC/PPU/G00016/NB5 | 5 | CLOSED | PPU MBF PLAZA | KUALA LUMPUR PUSAT | TAMCO | INST |  | Pass | null
415938347 | Existing | 38714 | VACUUM | 11 kV | 630 | TNB | DISTRIBUTION |  |  | 12A20 | TX 1 | 300291268 | WKLC/PCE/J01554/MB38714 | 38715 | CLOSED | CENDANA APARMENT JLN SULTAN ISMAIL | KUALA LUMPUR PUSAT | EPE | INST |  | Pass | null
378149051 | Existing | 3L5 | VACUUM | 33 kV | 1 | TNB | DISTRIBUTION |  | TAMCO | VY 30M25D | PPU JALAN RODGER (3P5) | 300043853 | WKLC/PMU/G00001/MB3L5 | 3L5 | CLOSED | PMU BRICKFIELD 132/33KV | KUALA LUMPUR PUSAT | TAMCO | INST |  | Pass | null
404546439 | Existing |  | VACUUM | 11 kV | 0 | TNB | DISTRIBUTION | [6 empty] | 51263 | CLOSED | SSU 4A ECO CITY | KUALA LUMPUR PUSAT |  |  |  | Pass | null
416106086 | Existing | 18248 | VACUUM | 11 kV | 630 | TNB | DISTRIBUTION |  |  | VMH12 | SPARE | 300064823 | WKLC/PCE/J00659/MB18248 | 18248 | CLOSED | TAMAN DAGANG NO.5 | KUALA LUMPUR PUSAT | LKH | INST |  | Pass | null
417999789 | Existing |  | VACUUM | 11 kV | 0 | TNB | DISTRIBUTION | [6 empty] | 12 | OPEN | PPU BANDAR BARU AMPANG D-WKL-S04-9079 | KUALA LUMPUR PUSAT |  |  |  | Pass | null
378351050 | Existing |  |  | 11 kV | 0 | TNB | DISTRIBUTION | [7 empty] | CLOSED | PE VELOCITY HOTEL | KUALA LUMPUR PUSAT |  |  |  | Fail | Please check "InsulationType"
418761367 | Existing | 4345 | VACUUM | 11 kV | 630 | TNB | DISTRIBUTION |  |  | VK 10J20H | CHARTERED BANK | 300063978 | WKLC/PCE/J00510/MB4345 | 4345 | CLOSED | BGN DATO ZAINAL | KUALA LUMPUR PUSAT | TAMCO | INST |  | Pass | null
411314452 | Existing | 10099 | VACUUM | 11 kV | 630 | TNB | DISTRIBUTION |  |  | VK 10J20H | BKT NENAS CARPARK | 300061639 | WKLC/PCE/J00083/MB10099 | 10099 | CLOSED | KOMPLEKS TELEKOM (JRC) | KUALA LUMPUR PUSAT | TAMCO | INST |  | Pass | null
416612493 | Existing | 16147 | VACUUM | 11 kV | 630 | TNB | DISTRIBUTION |  |  | VK 10J20H | BUS SECTION | 300061687 | WKLC/PCE/J00092/MB16147 | 16147 | OPEN | MENARA KUALA LUMPUR | KUALA LUMPUR PUSAT | TAMCO | INST |  | Pass | null
416613254 | Existing | 46345 | VACUUM | 11 kV | 630 | TNB | DISTRIBUTION |  |  | 8BK-88E A1 | PENGGUNA 11KV MSB 2 | 300537518 | WKLC/PCE/J01665/MB4 | 46345 | CLOSED | SSU BERJAYA PARK JLN AMPANG | KUALA LUMPUR PUSAT | ITEM | INST | YTBC | Pass | null
377635942 | Existing | VCB1 | VACUUM | 11 kV | 630 | TNB | DISTRIBUTION |  | TAMCO | VK10J20D | SSU BANK RAKYAT | 300044814 | WKLC/PPU/G00028/NB1 | 1 | CLOSED | PPU TELEKOM BRICKFIELD | KUALA LUMPUR PUSAT | TAMCO | INST |  | Pass | null
417480354 | Existing | 21531 | VACUUM | 11 kV | 630 | TNB | DISTRIBUTION |  |  | VFT12 | PERSATUAN SOKKA GAKKAI MALAYSI | 10000950 | WKLC/PCE/J00538/MB21531 | 21531 | CLOSED | BKT BINTANG OFF JLN TUN RAZAK | KUALA LUMPUR PUSAT | EPE | INST |  | Pass | null
417089136 | Existing | 10981 | VACUUM | 11 kV | 630 | TNB | DISTRIBUTION |  |  | HICLAD 12A20 | TMN MALURI NO 23 | 300062221 | WKLC/PCE/J00192/MB10918 | 10918 | CLOSED | AKADEMI BAM | KUALA LUMPUR PUSAT | EPE | INST |  | Pass | null
377694850 | Existing | VCB1 | VACUUM | 11 kV | 630 | TNB | DISTRIBUTION |  | EPE | VFT-12D | KLCC CEC & AQUARIUM | 300043930 | WKLC/PMU/G00005/NB1 | 1 | CLOSED | PMU KLCC 132/33/11KV | KUALA LUMPUR PUSAT | EPE | INST |  | Pass | null
377303568 | Existing | VCB9 | VACUUM | 11 kV | 630 | TNB | DISTRIBUTION |  | TAMCO | VK 10J 20D | SSU BERJAYA PARK JLN AMPANG | 300044881 | WKLC/PPU/G00030/NB9 | 9 | CLOSED | PPU UNION SQUARE | KUALA LUMPUR PUSAT | TAMCO | INST |  | Pass | null
415092423 | Existing | 48265 | VACUUM | 11 kV | 630 | TNB | DISTRIBUTION |  |  | N/A | SSU MONORAIL SULTAN SULAIMAN | 300537360 | WKLC/PCE/J01269/MB48265 | 48265 | OPEN | BRICKFIELD NO.2 | KUALA LUMPUR PUSAT | EPE | INST | YTBC | Pass | null
377305154 | Existing | VCB6 | VACUUM | 11 kV | 630 | TNB | DISTRIBUTION |  | TAMCO | VK-10J20D | P/E TAMAN CEMPAKA NO 1 | 300046905 | WKLC/PPU/G00035/NB6 | 6 | CLOSED | PPU MPAJ | KUALA LUMPUR PUSAT | TAMCO | INST |  | Pass | null
377362012 | Existing | VCB5 | VACUUM | 11 kV | 630 | TNB | DISTRIBUTION |  | REYROLLE | LMVP/X5/M0 | WISMA DENMARK | 300044379 | WKLC/PPU/G00012/NB5 | 5 | CLOSED | PPU KL TOWN | KUALA LUMPUR PUSAT | REYROLLE | INST |  | Pass | null
377365216 | Existing | VCB17 | VACUUM | 11 kV | 630 | TNB | DISTRIBUTION |  | TAMCO | VK-10J20DT | SSU BLK B ONE RES. JLN NAGA | 300044232 | WKLC/PPU/G00007/NB17 | 17 | CLOSED | PPU HOTEL ISTANA | KUALA LUMPUR PUSAT | TAMCO | INST |  | Pass | null
378315858 | Existing |  | VACUUM | 33 kV | 0 | TNB | DISTRIBUTION | [6 empty] | 50438 | CLOSED |  | KUALA LUMPUR PUSAT |  |  |  | Pass | null
378315890 | Existing |  | VACUUM | 11 kV | 0 | TNB | DISTRIBUTION | [6 empty] | 50437 | CLOSED |  | KUALA LUMPUR PUSAT |  |  |  | Pass | null
403370497 | Existing | 36592 | VACUUM | 11 kV | 800 | TNB | DISTRIBUTION |  |  | HV-12 | TX 1 | 300283364 | WKLC/PCE/J01482/MB36592 | 36592 | CLOSED | JLN BKT UTAMA 1/1 | KUALA LUMPUR TIMUR | TOPRANK | INST |  | Fail | Please check "Operational Area"
412308058 | Existing | 45742 | VACUUM | 11 kV | 630 | TNB | DISTRIBUTION |  |  | 3AH5104-2 | PENGGUNA 11KV NO.1 | 311302150 | WKLC/PCE/J01795/MB45742 | 45742 | CLOSED | APT SUASANA BKT CEYLON | KUALA LUMPUR PUSAT | ITEM | INST | YTBC | Pass | null
417076695 | Existing |  | VACUUM | 11 kV | 0 | TNB | DISTRIBUTION | [6 empty] | 46511 | CLOSED | SSU MENARA NAZA | KUALA LUMPUR PUSAT |  |  |  | Pass | null
416969963 | Existing | 51434 | VACUUM | 11 kV | 630 | TNB | DISTRIBUTION |  |  | 3AH5104-2 | BUS TIE | 311600932 | WKLC/PCE/J01762/MB51434 | 51434 | CLOSED | SSU 1 3TOWER JLN AMPANG | KUALA LUMPUR PUSAT | ITEM | INST | YTBC | Pass | null
418279016 | Existing | 43023 | VACUUM | 11 kV | 630 | TNB | DISTRIBUTION |  |  | VK 10J20H | P/E WISMA HANG SAM | 300293457 | WKLC/PCE/J01572/MB43023 | 43023 | CLOSED | HOTEL GEO JLN HANG KASTURI | KUALA LUMPUR PUSAT | TAMCO | INST |  | Pass | null
416828077 | Existing | 40280 | VACUUM | 11 kV | 630 | TNB | DISTRIBUTION |  |  | VK10J20H | BUKIT PERMAI NO.3 | 300268792 | WKLC/PCE/J01464/MB40280 | 40280 | CLOSED |  | KUALA LUMPUR PUSAT | TAMCO | INST |  | Pass | null
419232005 | Existing | 17756 | VACUUM | 11 kV | 630 | TNB | DISTRIBUTION |  |  | VK 10J20H | TX | 300062427 | WKLC/PCE/J00226/MB17756 | 17756 | CLOSED | PLAZA LOT 138 ( HOTEL MAYA ) | KUALA LUMPUR PUSAT | TAMCO | INST |  | Pass | null
416690367 | Existing | 19021 | VACUUM | 11 kV | 630 | TNB | DISTRIBUTION |  |  | VMH12 | PPU TAMAN MIHARJA CB11 | 300244658 | WKLC/PCE/J01242/MB19021 | 19021 | CLOSED | BLK PEJABAT TMN MIHARJA | KUALA LUMPUR PUSAT | LKH | INST |  | Pass | null
406273044 | Existing | 35396 | VACUUM | 11 kV | 630 | TNB | DISTRIBUTION |  |  | 3AH5103-2Z | TMN BKT PANDAN NO 2 CHRS BARU | 311407066 | WKLS/PCE/J00503/MB37396 | 37396 | CLOSED | P/PURI NUSA KURNIA | KUALA LUMPUR SELATAN | ITEM | INST | YTBC | Fail | Please check "Operational Area"
417034178 | Existing | 32770 | VACUUM | 11 kV | 630 | TNB | DISTRIBUTION |  |  | HV-12 | PPU ROYALE CENDANA CB 10 | 300245903 | WKLC/PCE/J01366/MB32770 | 32770 | CLOSED | RITZ CARLTON HOTEL NO.2 | KUALA LUMPUR PUSAT | TOPRANK | INST |  | Pass | null
418270608 | Existing | 22051 | VACUUM | 11 kV | 630 | TNB | DISTRIBUTION |  |  | VK 10J20H | TRANSFORMER 2 | 300245070 | WKLC/PCE/J00998/MB22051 | 22051 | CLOSED | FIRST NATION WIDE CAPITOL | KUALA LUMPUR PUSAT | TAMCO | INST |  | Pass | null
417145623 | Existing |  | VACUUM | 11 kV | 0 | TNB | DISTRIBUTION | [6 empty] | 52631 | CLOSED | PE Aria Jalan Tun Razak | KUALA LUMPUR PUSAT |  |  |  | Pass | null
418489197 | Existing | 28492 | VACUUM | 11 kV | 0 | TNB | DISTRIBUTION |  |  | SBV-4-A1 | NO 2 RUMAH KEDAI 4 TKT TMN PAN | 300066659 | WKLC/PCE/J00980/MB28492 | 28492 | CLOSED | NO 1 RUMAH KEDAI 4 TKT TAMAN PANDAN CAHA | KUALA LUMPUR PUSAT | GEC | INST |  | Pass | null
417038130 | Existing | 3237 | VACUUM | 11 kV | 630 | TNB | DISTRIBUTION |  |  |  | SIN SZE YA T'PLE | 300245301 | WKLC/PCE/J00962/MB3237 | 3237 | CLOSED | HONG LEONG JLN RODGER | KUALA LUMPUR PUSAT |  | INST |  | Pass | null
418524148 | Existing | 14858 | VACUUM | 11 kV | 630 | TNB | DISTRIBUTION |  |  | VK10J20H | JALAN DAGANG 6/3 JALAN DAGANG | 300064816 | WKLC/PCE/J00658/MB14858 | 14858 | CLOSED | IBU PEJABAT POLIS AMPANG | KUALA LUMPUR PUSAT | TAMCO | INST |  | Pass | null
418309034 | Existing | 13467 | VACUUM | 11 kV | 630 | TNB | DISTRIBUTION |  |  | VK10J25H | CHINA EMBASSY | 300062581 | WKLC/PCE/J00255/MB13467 | 13467 | CLOSED | MIM JLN AMPANG | KUALA LUMPUR PUSAT | TAMCO | INST |  | Pass | null
377376871 | Existing | VCB2 | VACUUM | 11 kV | 630 | TNB | DISTRIBUTION |  | EPE | VFT-12-106 | ROYALE CHULAN HOTEL JLN CONLAY | 300286609 | WKLC/PPU/G00034/NB2 | 2 | CLOSED | PPU ROYAL CENDANA | KUALA LUMPUR PUSAT | EPE | INST |  | Pass | null
377376839 | Existing | 2P5 | VACUUM | 33 kV | 1 | TNB | DISTRIBUTION |  | EPE | BGA 36 | 2P5-SPARE | 300286597 | WKLC/PPU/G00034/MB2P5 | 2P5 | CLOSED | PPU ROYAL CENDANA | KUALA LUMPUR PUSAT | EPE | INST |  | Pass | null
419146958 | Existing | 31320 | VACUUM | 11 kV | 630 | TNB | DISTRIBUTION |  |  | VK10J25H | SSU HOSPITAL AMPANG A | 300244713 | WKLC/PCE/J01180/MB31320 | 31320 | CLOSED | SSU HOSPITAL AMPANG A&B | KUALA LUMPUR PUSAT | TAMCO | INST |  | Pass | null
377521236 | Existing | 3P5 | VACUUM | 33 kV | 1 | TNB | DISTRIBUTION |  | ABB | VD4X 3612-25 | 3P5 - SPARE | 300285566 | WKLC/PPU/G00003/MB3P5 | 3P5 | CLOSED | PPU BUKIT BINTANG | KUALA LUMPUR PUSAT | ABB | INST |  | Pass | null
418377329 | Existing | 2461 | VACUUM | 11 kV | 630 | TNB | DISTRIBUTION |  |  | VK 10J20H | PPU HOTEL ISTANA CB 7 | 300061893 | WKLC/PCE/J00130/MB2461 | 2461 | CLOSED | WISMA LIM FOO YONG | KUALA LUMPUR PUSAT | TAMCO | INST |  | Pass | null
416423752 | Existing | 7758 | VACUUM | 11 kV | 630 | TNB | DISTRIBUTION |  |  | VFT-12 | 11KV CONSUMER | 300064429 | WKLC/PCE/J00593/MB7758 | 7758 | CLOSED | AMPANG CITY APARTMENT | KUALA LUMPUR PUSAT | EPE | INST |  | Pass | null
417570067 | Existing | 40937 | VACUUM | 11 kV | 630 | TNB | DISTRIBUTION |  |  | 3AH5103-1 | GLEN VIEWVILLA J KUARI CHERAS2 | 300273854 | WKLC/PCE/J01476/MB40937 | 40937 | CLOSED | RUMAH KEDAI JALAN MAWAR 17 TMN MESTIK | KUALA LUMPUR PUSAT | ITEM | INST |  | Pass | null
418933178 | Existing | 48004 | VACUUM | 11 kV | 630 | TNB | DISTRIBUTION |  |  | 8BK-88E | LOOPING | 311297208 | WKLC/PCE/J01645/MB48004 | 48004 | CLOSED | SSU TRILLION JLN TUN RAZAK | KUALA LUMPUR PUSAT | ITEM | INST | YTBC | Pass | null
377396269 | Existing | VCB18 | VACUUM | 11 kV | 630 | TNB | DISTRIBUTION |  | TAMCO | VK 10J 25D | SPARE | 300044404 | WKLC/PPU/G00013/NB18 | 18 | OPEN | PPU KLCC | KUALA LUMPUR PUSAT |  | INST |  | Pass | null
417046626 | Existing |  | VACUUM | 11 kV | 0 | TNB | DISTRIBUTION | [6 empty] | 9 | CLOSED |  | KUALA LUMPUR PUSAT |  |  |  | Pass | null
418163613 | Existing | 6753 | VACUUM | 11 kV | 630 | TNB | DISTRIBUTION |  |  | VBH-124-40 | PPU SG BESI | 300244985 | WKLC/PCE/J01244/MB6753 | 6753 | CLOSED | JLN SAN PENG NO.2 | KUALA LUMPUR PUSAT | AICHI | INST |  | Pass | null
416715526 | Existing | 16237 | VACUUM | 11 kV | 630 | TNB | DISTRIBUTION |  |  | 3AH5 103-2Z | MISC | 300061229 | WKLC/PCE/J00008/MB16237 | 16237 | CLOSED | KOMPLEKS BUDAYA KRAF | KUALA LUMPUR PUSAT | ITEM | INST |  | Pass | null
418639775 | Existing | 22067 | VACUUM | 11 kV | 630 | TNB | DISTRIBUTION |  |  | VK10J20H | JLN 6/3 TAMAN KOMERSIALP.INDAH | 300066557 | WKLC/PCE/J00965/MB22067 | 22067 | CLOSED | 6/11 TMN KOMERSIAL PANDAN INDAH | KUALA LUMPUR PUSAT | TAMCO | INST |  | Pass | null
417016377 | Existing | 14931 | VACUUM | 11 kV | 630 | TNB | DISTRIBUTION |  |  | VK10J25H | CHERAS INDAH NO 3 | 300066121 | WKLC/PCE/J00886/MB14931 | 14931 | OPEN | PARAGON POINT TAMAN PUTRA | KUALA LUMPUR PUSAT | TAMCO | INST |  | Pass | null
412228836 | Existing | 18478 | VACUUM | 11 kV | 630 | TNB | DISTRIBUTION |  |  | VMH 12 | UNITED TOWER LORONG KAPAR | 300244651 | WKLC/PCE/J01078/MB18478 | 18478 | CLOSED | HOTEL 13 TKT LRG KAPAR JLN SYED PUTRA | KUALA LUMPUR PUSAT | LKH | INST |  | Pass | null
377949585 | Existing | VCB11 | VACUUM | 11 kV | 630 | TNB | DISTRIBUTION |  | TAMCO | VK 10J 20D | AMPANG TOWER | 300286543 | WKLC/PPU/G00037/NB11 | 11 | CLOSED | PPU PLAZA DUTA (AVENUE K) | KUALA LUMPUR PUSAT | TAMCO | INST |  | Pass | null
418115381 | Existing | 28712 | VACUUM | 11 kV | 630 | TNB | DISTRIBUTION |  |  | 4/800/20-SI | PPU YOW CHUAN BR # 8 | 300062550 | WKLC/PCE/J00248/MB28712 | 28712 | CLOSED | PERSIMPANGAN BERTINGKAT JLN TUN RAZAK/JL | KUALA LUMPUR PUSAT | GEC | INST |  | Pass | null
378157330 | Existing | 2L5 | VACUUM | 33 kV | 1 | TNB | DISTRIBUTION |  | TOSHIBA | VY-30M25D | 2L5 - UBN | 300043897 | WKLC/PMU/G00003/MB2L5 | 2L5 | CLOSED | PMU GALLOWAY 132/33KV | KUALA LUMPUR PUSAT | TOSHIBA | INST |  | Pass | null
416724720 | Existing | 7885 | VACUUM | 11 kV | 630 | TNB | DISTRIBUTION |  |  | VBH-124-40 | DAYABUMI | 300244960 | WKLC/PCE/J01216/MB7885 | 7885 | CLOSED | UMBC | KUALA LUMPUR PUSAT | AICHI | INST |  | Pass | null
417308944 | Existing | 42990 | VACUUM | 11 kV | 630 | TNB | DISTRIBUTION |  |  | VK10J20H | PPU BUKIT BINTANG CB12 | 311297242 | WKLC/PCE/J00536/MB42990 | 42990 | CLOSED | KL PLAZA | KUALA LUMPUR PUSAT | TAMCO | INST | YTBC | Pass | null
416054279 | Existing | 29868 | VACUUM | 11 kV | 630 | TNB | DISTRIBUTION |  |  | VK 10J20H | P/E ROYALE CHULAN HOTEL CONLAN | 300061749 | WKLC/PCE/J00103/MB29868 | 29868 | OPEN | PRINCE HOTEL JALAN CONLAY | KUALA LUMPUR PUSAT | TAMCO | INST |  | Pass | null
415809805 | Existing | 42813 | VACUUM | 11 kV | 630 | TNB | DISTRIBUTION |  |  | VK 10J20H | KONDOMINIUM EMBASSYVIEW NO.1 | 300291240 | WKLC/PCE/J01558/MB42813 | 42813 | CLOSED | KONDO EMBASSYVIEW NO.2 JLN AMPANG | KUALA LUMPUR PUSAT | TAMCO | INST |  | Pass | null
419450846 | Existing | 15907 | VACUUM | 11 kV | 630 | TNB | DISTRIBUTION |  |  | SBV 4 | PPU KEWALRAM CB 9 | 300062440 | WKLC/PCE/J00230/MB15907 | 15907 | CLOSED | MENARA BUDAYA | KUALA LUMPUR PUSAT | GEC | INST |  | Pass | null
411348542 | Existing | 20852 | VACUUM | 11 kV | 630 | TNB | DISTRIBUTION |  |  | UNIVAC 12 | NO NAME | 300245107 | WKLC/PCE/J00960/MB20852 | 20852 | OPEN | HOTEL IMPIANA JLN CHENG LOCK | KUALA LUMPUR PUSAT | UNIVAC | INST |  | Pass | null
411314459 | Existing | 10095 | VACUUM | 11 kV | 630 | TNB | DISTRIBUTION |  |  | VK 10J20H | ABANDONED | 300061635 | WKLC/PCE/J00083/MB10095 | 10095 | CLOSED | KOMPLEKS TELEKOM (JRC) | KUALA LUMPUR PUSAT | TAMCO | INST |  | Pass | null
377302789 | Existing | 3P5 | VACUUM | 33 kV | 630 | TNB | DISTRIBUTION |  |  | 30FSG-25A | 3P5 - DANG WANGI | 300044840 | WKLC/PPU/G00029/MB3P5 | 3P5 | OPEN | PPU UDA BUKIT NENAS | KUALA LUMPUR PUSAT | MITSUBISHI | INST |  | Pass | null
417145807 | Existing | 39992 | VACUUM | 11 kV | 630 | TNB | DISTRIBUTION |  |  | 12A20 | BUS SECTION | 300268746 | WKLC/PCE/J01456/MB39992 | 39992 | OPEN | AVARE KONDO LRG KUDA | KUALA LUMPUR PUSAT | EPE | INST |  | Pass | null
377398484 | Existing | 2HO | VACUUM | 33 kV | 1 | TNB | DISTRIBUTION |  | TAMCO | VY 30M 25D | 2HO - 30 MVA TX2 | 300044503 | WKLC/PPU/G00017/MB2HO | 2HO | CLOSED | PPU MIHARJA | KUALA LUMPUR PUSAT | TAMCO | INST |  | Pass | null
377398356 | Existing | VCB7 | VACUUM | 11 kV | 630 | TNB | DISTRIBUTION |  | TAMCO | VK 10J 20D | KOMP BELIBELAH(UE3)TMN MIHARJA | 300044524 | WKLC/PPU/G00017/NB7 | 7 | CLOSED | PPU MIHARJA | KUALA LUMPUR PUSAT | TAMCO | INST |  | Pass | null
411700323 | Existing | 17272 | VACUUM | 11 kV | 630 | TNB | DISTRIBUTION |  |  | VK10J20H | RETAIL SURIA 4 | 10001005 | WKLC/PCE/J00102/MB17272 | 17272 | CLOSED | SSU KLCC B | KUALA LUMPUR PUSAT | TAMCO | INST |  | Pass | null
412349513 | Existing | 41975 | VACUUM | 11 kV | 630 | TNB | DISTRIBUTION |  |  | VK 10J20H | PPU F&N CB10 | 300284871 | WKLC/PCE/J01515/MB41975 | 41975 | CLOSED | SSU F&N JALAN METRO PUDU | KUALA LUMPUR PUSAT | TAMCO | INST |  | Pass | null
419081782 | Existing | 16895 | VACUUM | 11 kV | 630 | TNB | DISTRIBUTION |  |  | VFT12 | TX | 300062397 | WKLC/PCE/J00221/MB16895 | 16895 | CLOSED | WISMA IDRIS ( KFC ) | KUALA LUMPUR PUSAT | EPE | INST |  | Pass | null
412306005 | Existing | 10129 | VACUUM | 11 kV | 630 | TNB | DISTRIBUTION |  |  | VCB | TX 1 | 300062736 | WKLC/PCE/J00287/MB10129 | 10129 | CLOSED | REGENCY TOWER | KUALA LUMPUR PUSAT | GEC | INST |  | Pass | null
416376971 | Existing | 41272 | VACUUM | 11 kV | 630 | TNB | DISTRIBUTION |  |  | HV-12 | SPARE | 300284603 | WKLC/PCE/J01504/MB41272 | 41272 | OPEN | G-TOWER LOT 162 SEK63 JLN TUN RAZAK | KUALA LUMPUR PUSAT | TOPRANK | INST |  | Pass | null
417046331 | Proposed |  | VACUUM | 11 kV | 0 | TNB | DISTRIBUTION | [7 empty] | CLOSED |  | KUALA LUMPUR PUSAT |  |  |  | Fail | Please check "Status"
378148986 | Existing | 11L5 | VACUUM | 33 kV | 1 | TNB | DISTRIBUTION |  | TAMCO | VY 30M25D | PPU M-BANK RAKYAT (5P5) | 300043848 | WKLC/PMU/G00001/MB11L5 | 11L5 | CLOSED | PMU BRICKFIELD 132/33KV | KUALA LUMPUR PUSAT | TAMCO | INST |  | Pass | null
415131212 | Existing | 44350 | VACUUM | 11 kV | 630 | TNB | DISTRIBUTION |  |  | 3AH5 103-1 | TX 1 | 300346251 | WKLC/PCE/J01593/MB44350 | 44350 | CLOSED | CASA RESIDENSI JLN GALLOWAY | KUALA LUMPUR PUSAT | ITEM | INST |  | Pass | null
418227433 | Existing | 9473 | VACUUM | 11 kV | 630 | TNB | DISTRIBUTION |  |  | VFT-12 | TX2 | 300063933 | WKLC/PCE/J00503/MB9473 | 9473 | CLOSED | ECAFE BARU | KUALA LUMPUR PUSAT | EPE | INST |  | Pass | null
416775669 | Existing | 2546 | VACUUM | 11 kV | 630 | TNB | DISTRIBUTION |  |  | 8BK-88E | 11 KV CONSUMER | 300064051 | WKLC/PCE/J00527/MB2546 | 2546 | CLOSED | MUI PLAZA | KUALA LUMPUR PUSAT | ITEM | INST |  | Pass | null
404546438 | Existing |  | VACUUM | 11 kV | 0 | TNB | DISTRIBUTION | [6 empty] | 51265 | CLOSED | SSU 4A ECO CITY | KUALA LUMPUR PUSAT |  |  |  | Pass | null
412266967 | Existing | 9310 | VACUUM | 11 kV | 630 | TNB | DISTRIBUTION |  |  | VK 10J20H | PPU BKT BINTANG CB 8 | 300063798 | WKLC/PCE/J00478/MB9310 | 9310 | CLOSED | SHAHZAN TOWER | KUALA LUMPUR PUSAT | TAMCO | INST |  | Pass | null
417789665 | Existing | 40912 | VACUUM | 11 kV | 630 | TNB | DISTRIBUTION |  |  | HV-12 | SPARE | 300268704 | WKLC/PCE/J01449/MB40912 | 40912 | OPEN | ICON JLN TUN RAZAK | KUALA LUMPUR PUSAT | TOPRANK | INST |  | Pass | null
409119566 | Existing | 1L5 | VACUUM | 33 kV | 1 | TNB | DISTRIBUTION |  |  | GV 30M 25D | SPARE | 311162447 | WKLS/PMU/G00007/MB1L5 | 1L5 | CLOSED | PMU SUN CITY | KUALA LUMPUR PUSAT | TAMCO | INST | YTBC | Pass | null
409120295 | Existing |  | VACUUM | 11 kV | 0 | TNB | DISTRIBUTION | [6 empty] | 13 | OPEN | PPU SUNCITY D-PZW-S14-9157 | KUALA LUMPUR PUSAT |  |  |  | Pass | null
418648552 | Existing | 15636 | VACUUM | 11 kV | 630 | TNB | DISTRIBUTION |  |  | HV-12 | 11KV CONSUMER | 300062403 | WKLC/PCE/J00222/MB15636 | 15636 | CLOSED | SRI KIA PENG CONDOMINIUM | KUALA LUMPUR PUSAT | TOPRANK | INST |  | Pass | null
417811232 | Existing | 16404 | VACUUM | 11 kV | 630 | TNB | DISTRIBUTION |  |  | VK10J20H | PPRT JLN LAPANGAN TERBANG LAMA | 300244625 | WKLC/PCE/J01095/MB16404 | 16404 | CLOSED | P/PURI SRI MUTIARA | KUALA LUMPUR PUSAT | TAMCO | INST |  | Pass | null
377302686 | Existing | 2P5 | VACUUM | 33 kV | 630 | TNB | DISTRIBUTION |  |  | 30FSG-25A | 2P5 - GALLOWAY | 300044839 | WKLC/PPU/G00029/MB2P5 | 2P5 | CLOSED | PPU UDA BUKIT NENAS | KUALA LUMPUR PUSAT | MITSUBISHI | INST |  | Pass | null
377305033 | Existing | VCB30 | VACUUM | 11 kV | 2 | TNB | DISTRIBUTION |  | TAMCO | VK-10P25D | BUS SECTION | 300046899 | WKLC/PPU/G00035/NB30 | 30 | CLOSED | PPU MPAJ | KUALA LUMPUR PUSAT | TAMCO | INST |  | Pass | null
377558381 | Existing | VCB31 | VACUUM | 11 kV | 2 | TNB | DISTRIBUTION |  | TAMCO | VK 10P25D | INCOMER NO 1 | 300044632 | WKLC/PPU/G00021/NB31 | 31 | CLOSED | PPU PHILEO | KUALA LUMPUR PUSAT | TAMCO | INST |  | Pass | null
415990152 | Existing | 29057 | VACUUM | 11 kV | 630 | TNB | DISTRIBUTION |  |  | 8BK-88 B2:200 | PMU PUDU ULU | 300061459 | WKLC/PCE/J00052/MB29057 | 29057 | CLOSED | PLAZA 393 JALAN SHELLY | KUALA LUMPUR PUSAT | ITEM | INST |  | Pass | null
417132739 | Existing |  | VACUUM | 11 kV | 630 | TNB | DISTRIBUTION |  |  | 8BK88E |  | 300555826 | WKLC/PCE/J01314/MB1 | 19717 | CLOSED | D-KLC-C16-5931 | KUALA LUMPUR PUSAT | ITEM | INST | YTBC | Pass | null
377399644 | Existing | VCB1 | VACUUM | 11 kV | 630 | TNB | DISTRIBUTION |  | TAMCO | VK 10J 20D | MENARA LION FDR 1 | 300044536 | WKLC/PPU/G00018/NB1 | 1 | CLOSED | PPU NARAJAYA | KUALA LUMPUR PUSAT | TAMCO | INST |  | Pass | null
419279443 | Existing | 6383 | VACUUM | 11 kV | 800 | TNB | DISTRIBUTION |  |  | HV 12 | 11KV CONSUMER | 300065512 | WKLC/PCE/J00787/MB6383 | 6383 | CLOSED | WISMA SPK JLN PINANG | KUALA LUMPUR PUSAT | TOPRANK | INST |  | Pass | null
377374057 | Existing | VCB12 | VACUUM | 11 kV | 630 | TNB | DISTRIBUTION |  | TAMCO | VK-10J20D | F2 B.S USER KOMP B/BELAH MPAJ | 300046893 | WKLC/PPU/G00035/NB12 | 12 | CLOSED | PPU MPAJ | KUALA LUMPUR PUSAT | TAMCO | INST |  | Pass | null
377520008 | Existing | VCB10 | VACUUM | 11 kV | 630 | TNB | DISTRIBUTION |  | TAMCO | VK 10J 20D | ABANDON | 300044198 | WKLC/PPU/G00006/NB10 | 10 | OPEN | PPU GREAT EASTERN | KUALA LUMPUR PUSAT |  | INST |  | Pass | null
412271270 | Existing | 7463 | VACUUM | 11 kV | 630 | TNB | DISTRIBUTION |  |  | VK 10J20H | TX | 300063726 | WKLC/PCE/J00463/MB7463 | 7463 | CLOSED | BOUGAIN | KUALA LUMPUR PUSAT | TAMCO | INST |  | Pass | null
417033448 | Existing | 32771 | VACUUM | 11 kV | 630 | TNB | DISTRIBUTION |  |  | HV-12 | TX 75OKVA | 300245904 | WKLC/PCE/J01366/MB32771 | 32771 | CLOSED | RITZ CARLTON HOTEL NO.2 | KUALA LUMPUR PUSAT | TOPRANK | INST |  | Pass | null
411998005 | Existing | 50782 | VACUUM | 11 kV | 630 | TNB | DISTRIBUTION |  |  | VK10J20H | SSU VELOCITY FASA 3 | 311297353 | WKLC/PCE/J01802/MB50782 | 50782 | CLOSED | PE SUNWAY VELOCITY FASA 3D | KUALA LUMPUR PUSAT | TAMCO | INST | YTBC | Pass | null
377979393 | Existing | 3S5 | VACUUM | 33 kV | 1 | TNB | DISTRIBUTION |  | TAMCO | VY-30V25D | 3S5-CUSTOMER TOWER 1B | 300044909 | WKLC/SSU/G00001/MB3S5 | 3S5 | CLOSED | SSU KLCC NO.1 | KUALA LUMPUR PUSAT | TAMCO | INST |  | Pass | null
377979457 | Existing | 5S5 | VACUUM | 33 kV | 1 | TNB | DISTRIBUTION |  | TAMCO | VY-30M25D | 5S5-CUSTOMER TOWER 2A | 300044910 | WKLC/SSU/G00001/MB5S5 | 5S5 | OPEN | SSU KLCC NO.1 | KUALA LUMPUR PUSAT | TAMCO | INST |  | Pass | null
377589160 | Existing | 1P5 | VACUUM | 33 kV | 630 | TNB | DISTRIBUTION |  |  | 30FSG-25A | 1P5 - STAR HILL | 300044645 | WKLC/PPU/G00022/MB1P5 | 1P5 | OPEN | PPU PNB/LUTH | KUALA LUMPUR PUSAT | MITSUBISHI | INST |  | Pass | null
377949432 | Existing | VCB30 | VACUUM | 11 kV | 2 | TNB | DISTRIBUTION |  | TAMCO | VK 10J 20D | BUS SECTION | 300286550 | WKLC/PPU/G00037/NB30 | 30 | CLOSED | PPU PLAZA DUTA (AVENUE K) | KUALA LUMPUR PUSAT | TAMCO | INST |  | Pass | null
377950762 | Existing | 2HO | VACUUM | 33 kV | 1 | TNB | DISTRIBUTION |  | TAMCO | GV 30M 25D | 30 MVA TX2 | 310104945 | WKLC/PPU/G00046/MB2HO | 2HO | CLOSED | PPU GRAND HYATT | KUALA LUMPUR PUSAT | TAMCO | INST | YTBC | Pass | null
416994915 | Existing |  | VACUUM | 11 kV | 0 | TNB | DISTRIBUTION | [6 empty] | KL301 | CLOSED |  | KUALA LUMPUR PUSAT |  |  |  | Pass | null
418270607 | Existing | 22049 | VACUUM | 11 kV | 630 | TNB | DISTRIBUTION |  |  | VK 10J20H | HOTEL MALAYA | 300245068 | WKLC/PCE/J00998/MB22049 | 22049 | CLOSED | FIRST NATION WIDE CAPITOL | KUALA LUMPUR PUSAT | TAMCO | INST |  | Pass | null
415603397 | Existing | 18704 | VACUUM | 11 kV | 630 | TNB | DISTRIBUTION |  |  | VMH 12 | TRANSFORMER | 300244633 | WKLC/PCE/J01020/MB18704 | 18704 | CLOSED | MENARA KENANGA POINT BLK A | KUALA LUMPUR PUSAT | LKH | INST |  | Pass | null
418892624 | Existing | 18360 | VACUUM | 11 kV | 630 | TNB | DISTRIBUTION |  |  | VMH12 | PPU PHILEO | 300061273 | WKLC/PCE/J00016/MB18360 | 18360 | OPEN | MEGAN PHILEO PROMENADE BLK C | KUALA LUMPUR PUSAT | LKH | INST |  | Pass | null
419231869 | Existing | 29128 | VACUUM | 11 kV | 630 | TNB | DISTRIBUTION |  |  | UNIVAC 12/20 | TX | 300063940 | WKLC/PCE/J00504/MB29128 | 29128 | CLOSED | SALOMA BISTRO | KUALA LUMPUR PUSAT | UNIVAC | INST |  | Pass | null
419231837 | Existing | 1843 | VACUUM | 11 kV | 630 | TNB | DISTRIBUTION |  |  | VK 10J20H | LOT 188 SUITES 10 JLN CENDANA | 300244831 | WKLC/PCE/J00022/MB3 | 1843 | OPEN | BANK SIMPANAN NASIONAL | KUALA LUMPUR PUSAT | TAMCO | INST |  | Pass | null
377374523 | Existing | VCB9 | VACUUM | 11 kV | 630 | TNB | DISTRIBUTION |  | ITEM | 8BK88 K09 | SSU THE GARDEN NO 1 | 300286479 | WKLC/PPU/G00036/NB9 | 9 | CLOSED | PPU MID VALLEY | KUALA LUMPUR PUSAT | ITEM | INST |  | Pass | null
377374491 | Existing | VCB11 | VACUUM | 11 kV | 630 | TNB | DISTRIBUTION |  | ITEM | 8BK88 K11 | SPARE | 300286478 | WKLC/PPU/G00036/NB11 | 13 | OPEN | PPU MID VALLEY | KUALA LUMPUR PUSAT | ITEM | INST |  | Pass | null
417862868 | Existing | 42656 | VACUUM | 11 kV | 630 | TNB | DISTRIBUTION |  |  | VK10J20H | SPARE | 300293329 | WKLC/PCE/J01568/MB42656 | 42656 | CLOSED | SSU MENARA HSC JALAN AMPANG | KUALA LUMPUR PUSAT | TAMCO | INST | YTBC | Pass | null
377521171 | Existing | VCB13 | VACUUM | 11 kV | 630 | TNB | DISTRIBUTION |  | ABB | VD4E1206P20 | LOT 10 | 300044112 | WKLC/PPU/G00003/NB13 | 13 | CLOSED | PPU BUKIT BINTANG | KUALA LUMPUR PUSAT | ABB | INST |  | Pass | null
416303653 | Existing |  | VACUUM | 11 kV | 0 | TNB | DISTRIBUTION | [6 empty] | 48365 | CLOSED | SSU GLENEAGLES JLN AMPANG | KUALA LUMPUR PUSAT |  |  |  | Pass | null
418227774 | Existing | 51501 | VACUUM | 11 kV | 630 | TNB | DISTRIBUTION |  |  | HV-12 | BUS TIE | 311279608 | WKLC/PCE/J01865/MB51501 | 51501 | CLOSED | SSU IBIS HOTEL | KUALA LUMPUR PUSAT | TOSHIBA | INST | YTBC | Pass | null
418377360 | Existing |  | VACUUM | 11 kV | 0 | TNB | DISTRIBUTION | [6 empty] | 21103 | CLOSED | MENARA BOUSTEAD | KUALA LUMPUR PUSAT |  |  |  | Pass | null
411709172 | Existing | 17263 | VACUUM | 11 kV | 630 | TNB | DISTRIBUTION |  |  | VK10J20H | SPARE | 10001002 | WKLC/PCE/J00100/MB17263 | 17263 | CLOSED | SSU KLCC A | KUALA LUMPUR PUSAT | TAMCO | INST |  | Pass | null
417093968 | Existing | 17722 | VACUUM | 11 kV | 630 | TNB | DISTRIBUTION |  |  | VMH12 | PUSAT HIBURAN | 300063924 | WKLC/PCE/J00501/MB17722 | 17722 | CLOSED | WISMA PERKASA JLN PERAK | KUALA LUMPUR PUSAT | LKH | INST |  | Pass | null
377396460 | Existing | VCB8 | VACUUM | 11 kV | 630 | TNB | DISTRIBUTION |  | ABB | VD4E 1206 P 20 | P/E FEDERAL HOTEL | 300044445 | WKLC/PPU/G00014/NB8 | 8 | CLOSED | PPU LOW YATT | KUALA LUMPUR PUSAT | ABB | INST |  | Pass | null
417046593 | Existing |  | VACUUM | 11 kV | 0 | TNB | DISTRIBUTION | [6 empty] | 10 | CLOSED |  | KUALA LUMPUR PUSAT |  |  |  | Pass | null
377556641 | Existing | VCB30 | VACUUM | 11 kV | 2 | TNB | DISTRIBUTION |  | TAMCO | VK 10P 25D | BUS SECTION | 300044602 | WKLC/PPU/G00020/NB30 | 30 | CLOSED | PPU PANDAN JAYA | KUALA LUMPUR PUSAT | TAMCO | INST |  | Pass | null
419742964 | Existing | 7085 | VACUUM | 11 kV | 400 | TNB | DISTRIBUTION |  |  | VBH-124-40 | P/E THE PEAK NO 1 TMN TAR | 300065468 | WKLC/PCE/J00780/MB7085 | 7085 | CLOSED | TAMAN TAR NO.3 | KUALA LUMPUR PUSAT | AICHI | INST |  | Pass | null
378148359 | Existing | 6L5 | VACUUM | 33 kV | 1 | TNB | DISTRIBUTION |  | EPE | VJ-32DBB | PPU HOTEL ISTANA | 300043912 | WKLC/PMU/G00004/MB6L5 | 6L5 | CLOSED | PMU JALAN IMBI 132/33/11KV | KUALA LUMPUR PUSAT |  | INST |  | Pass | null
419468127 | Existing | 32474 | VACUUM | 11 kV | 630 | TNB | DISTRIBUTION |  |  | HICLAD 12A20 | APARTMENT BLOK B JALAN PANDAN | 300244855 | WKLC/PCE/J00307/MB32474 | 32474 | CLOSED | APARTMENT BLOK A JLN PANDAN RIA 1 KG. BA | KUALA LUMPUR PUSAT | EPE | INST |  | Pass | null
416823242 | Existing | 42671 | VACUUM | 11 kV | 630 | TNB | DISTRIBUTION |  |  | 3AH5 103-1 | PPU ROYAL CENDANA CB 6 | 300290912 | WKLC/PCE/J01553/MB42671 | 42671 | CLOSED | MENARA WORLDWIDE JLN BKT BINTANG | KUALA LUMPUR PUSAT | ITEM | INST |  | Pass | null
417969653 | Existing | 13827 | VACUUM | 11 kV | 630 | TNB | DISTRIBUTION |  |  | VK10J20H | PANDAN INDAH 6 | 300061566 | WKLC/PCE/J00069/MB13827 | 13827 | CLOSED | MID POINT COMPLEX PLAZA PANDAN INDAH | KUALA LUMPUR PUSAT | TAMCO | INST |  | Pass | null
417076494 | Existing | 11693 | VACUUM | 11 kV | 630 | TNB | DISTRIBUTION |  |  | VK10J20H | SINGAPORE CHANCERY | 10000585 | WKLC/PCE/J00576/MB11693 | 11693 | CLOSED | TELEKOM LORONG KUDA | KUALA LUMPUR PUSAT | TAMCO | INST |  | Pass | null
417076654 | Existing | 43950 | VACUUM | 11 kV | 630 | TNB | DISTRIBUTION |  |  | 8BK-88E | SSU MENARA NAZA JLN STONOR DR4 | 300346264 | WKLC/PCE/J01594/MB43950 | 43950 | CLOSED | SSU MENARA FELDA LORONG KUDA | KUALA LUMPUR PUSAT | ITEM | INST |  | Pass | null
419090381 | Existing | 48403 | VACUUM | 11 kV | 630 | TNB | DISTRIBUTION |  |  | HV-12 | TX 1000 KVA | 300537355 | WKLC/PCE/J01631/MB2 | 48403 | CLOSED | RESIDENSI MIRAGE YKS N0.1 | KUALA LUMPUR PUSAT | TOSHIBA | INST | YTBC | Pass | null
416492270 | Existing | 4659 | VACUUM | 11 kV | 630 | TNB | DISTRIBUTION |  |  | SBV-4 TYPE A1 | P/E PADAT MONORAIL KL SENTRAL | 300245192 | WKLC/PCE/J01036/MB4659 | 4659 | CLOSED | JLN MARSH BRICKFILED | KUALA LUMPUR PUSAT | ALTENA | INST |  | Pass | null
411313920 | Existing | 11789 | VACUUM | 11 kV | 630 | TNB | DISTRIBUTION |  |  | VFT 12 | KMPLKS TALIKOM JLN RAJA CHULAN | 300061644 | WKLC/PCE/J00084/MB11789 | 11789 | CLOSED | BKT NENAS CAR PARK | KUALA LUMPUR PUSAT | EPE | INST |  | Pass | null
417308374 | Existing |  | VACUUM | 11 kV | 630 | TNB | DISTRIBUTION |  |  | 8BK88E |  | 310183486 | WKLC/PCE/J01782/MB1 | 50614 | CLOSED | PE DORSETT RESIDENCE | KUALA LUMPUR PUSAT | ITEM | INST | YTBC | Pass | null
377376735 | Existing | VCB8 | VACUUM | 11 kV | 630 | TNB | DISTRIBUTION |  | EPE | VFT-12-106 | BINTANG GOLDHILL JLN TUN RAZAK | 300286612 | WKLC/PPU/G00034/NB8 | 8 | CLOSED | PPU ROYAL CENDANA | KUALA LUMPUR PUSAT | EPE | INST |  | Pass | null
377377304 | Existing | VCB32 | VACUUM | 11 kV | 2 | TNB | DISTRIBUTION |  | EPE | VFT12D | TX2 | 10001364 | WKLC/PPU/G00038/NB32 | 32 | CLOSED | PPU F & N | KUALA LUMPUR PUSAT |  |  |  | Pass | null
54986394 | Existing | VCB16 |  | 33 kV | 630 | TNB | DISTRIBUTION |  | ITEM | 8BK88 K16 | LOCAL TX 300KVA | 300454828 | WKLC/PPU/G00041/NB16 | 16-K16 | CLOSED | PPU SG PURUN | KUALA LUMPUR PUSAT | ITEM | INST |  | Fail | Please check "InsulationType"
416003162 | Existing | 930 | VACUUM | 11 kV | 400 | TNB | DISTRIBUTION |  |  |  | P/E IDENTITI UTHANT JLN UTHANT | 311279586 | WKLC/PCE/J00575/MB930 | 930 | CLOSED | JLN FREEMAN | KUALA LUMPUR PUSAT | FERGUSON PAILIN LTD | INST | YTBC | Pass | null
416003891 | Existing | 47287 | VACUUM | 11 kV | 800 | TNB | DISTRIBUTION |  |  | HV12 | PENGGUNA 11KV NO 2 | 311279582 | WKLC/PCE/J01628/MB47287 | 47287 | CLOSED | BRUNSFIELD RESIDENCE JLN U-THANT | KUALA LUMPUR PUSAT | TOSHIBA | INST | YTBC | Pass | null
417867203 | Existing | 50379 | VACUUM | 11 kV | 630 | TNB | DISTRIBUTION |  |  | VK10J20H | TX NO 2 | 311302198 | WKLC/PCE/J00956/MB50379 | 50379 | CLOSED | DID AMPANG | KUALA LUMPUR PUSAT | TAMCO | INST | YTBC | Pass | null
412297034 | Existing | 16536 | VACUUM | 11 kV | 630 | TNB | DISTRIBUTION |  |  | VK10J20H | 11KV CONSUMER | 300244689 | WKLC/PCE/J01069/MB16536 |  | CLOSED | STESEN LRT PUDURAYA | KUALA LUMPUR PUSAT | TAMCO | INST |  | Pass | null
377302884 | Existing | VCB7 | VACUUM | 11 kV | 630 | TNB | DISTRIBUTION |  | TAMCO | VK 10J 20D | P/E SUMMER SUITE JLN CENDANA | 300044879 | WKLC/PPU/G00030/NB7 | 7 | CLOSED | PPU UNION SQUARE | KUALA LUMPUR PUSAT | TAMCO | INST |  | Pass | null
377303012 | Existing | 2HO | VACUUM | 33 kV | 1 | TNB | DISTRIBUTION |  | TAMCO | VY 30M 25D | 2HO - 30 MVA TX2 | 300044859 | WKLC/PPU/G00030/MB2HO | 2HO | CLOSED | PPU UNION SQUARE | KUALA LUMPUR PUSAT | TAMCO | INST |  | Pass | null
417536199 | Existing | 31595 | VACUUM | 11 kV | 630 | TNB | DISTRIBUTION |  |  | VK10J25H | BUKIT INDAH NO 1 | 300244783 | WKLC/PCE/J00513/MB31595 | 31595 | CLOSED | P/PURI KOS SEDERHANA CHANGKAT BKT INDAH | KUALA LUMPUR PUSAT | TAMCO | INST |  | Pass | null
377362273 | Existing | VCB31 | VACUUM | 11 kV | 2 | TNB | DISTRIBUTION |  | TAMCO | VK10P25D | 11KV INCOMER NO 1 | 300044352 | WKLC/PPU/G00011/NB31 | 31 | CLOSED | PPU KEWALRAM | KUALA LUMPUR PUSAT | TAMCO | INST |  | Pass | null
377555695 | Existing | VCB16 | VACUUM | 11 kV | 1 | TNB | DISTRIBUTION |  | TAMCO | VK 10M 20D | LOCAL TX | 300044542 | WKLC/PPU/G00018/NB16 | 14 | CLOSED | PPU NARAJAYA | KUALA LUMPUR PUSAT | TAMCO | INST |  | Pass | null
405256453 | Existing | 40537 | VACUUM | 11 kV | 630 | TNB | DISTRIBUTION |  |  | VFT-12-106 | PENGGUNA 11KV NO 1 | 311406678 | WKLC/PCE/J01417/MB40537 | 40537 | CLOSED | KUARTERS TUDM JLN LAPANGAN TERBANG LAMA | KUALA LUMPUR SELATAN | EPE | INST | YTBC | Fail | Please check "Operational Area"
419081909 | Existing | 47144 | VACUUM | 11 kV | 630 | TNB | DISTRIBUTION |  |  | 3AH5104-2 | PENGGUNA 11KV INCOMING NO.2 | 311302164 | WKLC/PCE/J01680/MB47144 | 47144 | CLOSED | MENARA HAP SENG JLN TENGAH | KUALA LUMPUR PUSAT | ITEM | INST | YTBC | Pass | null
417132860 | Existing | 19719 | VACUUM | 11 kV | 630 | TNB | DISTRIBUTION |  |  | VK10J20H | TRANSFORMER | 300245072 | WKLC/PCE/J01305/MB19719 | 19719 | CLOSED | PERSIARAN JUBLEE | KUALA LUMPUR PUSAT | TAMCO | INST |  | Pass | null
416376938 | Existing | 41437 | VACUUM | 11 kV | 630 | TNB | DISTRIBUTION |  |  | VK10J20H | PENGGUNA 11KV | 300284610 | WKLC/PCE/J01505/MB41437 | 41437 | CLOSED | TROIKA JALAN BINJAI | KUALA LUMPUR PUSAT | TAMCO | INST |  | Pass | null
417441720 | Existing | 172 | VACUUM | 11 kV | 630 | TNB | DISTRIBUTION |  |  | VFT-12 | BALAI POLIS JLN BANDAR | 300244894 | WKLC/PCE/J01049/MB172 | 172 | CLOSED | WISMA TUN SAMBANTHAN | KUALA LUMPUR PUSAT | EPE | INST |  | Pass | null
378148985 | Existing | 1SO | VACUUM | 33 kV | 2 | TNB | DISTRIBUTION |  | TAMCO | VY 30P25D | BUS SECTION | 300043850 | WKLC/PMU/G00001/MB1SO | 1SO | CLOSED | PMU BRICKFIELD 132/33KV | KUALA LUMPUR PUSAT | TAMCO | INST |  | Pass | null
411305544 | Existing | 6093 | VACUUM | 11 kV | 630 | TNB | DISTRIBUTION |  |  | N/A | MSB PENGGUNA 11KV | 300516098 | WKLC/PCE/J01037/MB6093 | 6093 | CLOSED | KOTA RAYA | KUALA LUMPUR PUSAT | TAMCO | INST |  | Pass | null
403290314 | Existing | 22356 | VACUUM | 11 kV | 630 | TNB | DISTRIBUTION |  |  | SBV 4/800/20-SI | TX | 311385802 | WKLT/PCE/J01156/MB22356 | 22356 | CLOSED | JALAN UP 5/5 TAMAN UKAY PERDANA | KUALA LUMPUR TIMUR | GEC | INST | YTBC | Fail | Please check "Operational Area"
415131211 | Existing | 44352 | VACUUM | 11 kV | 630 | TNB | DISTRIBUTION |  |  | 3AH5 103-1 | P/E LOT 329 JLN GALLOWAY | 300346253 | WKLC/PCE/J01593/MB44352 | 44352 | CLOSED | CASA RESIDENSI JLN GALLOWAY | KUALA LUMPUR PUSAT | ITEM | INST |  | Pass | null
418227432 | Existing | 9474 | VACUUM | 11 kV | 630 | TNB | DISTRIBUTION |  |  | VFT-12 | CONCORD HOTEL | 300063931 | WKLC/PCE/J00503/MB9471 | 9471 | CLOSED | ECAFE BARU | KUALA LUMPUR PUSAT | EPE | INST |  | Pass | null
417554075 | Existing | 7229 | VACUUM | 11 kV | 630 | TNB | DISTRIBUTION |  |  | R4/1MK8 | TX | 300064999 | WKLC/PCE/J00690/MB7229 | 7229 | CLOSED | TAMAN DAGANG JAYA NO.2 | KUALA LUMPUR PUSAT | VSI BRUSH | INST |  | Pass | null
418761998 | Existing | 31298 | VACUUM | 11 kV | 630 | TNB | DISTRIBUTION |  |  | UNIVAC 12 | CHARTERED BANK | 10000535 | WKLC/PCE/J00508/MB31298 | 31298 | CLOSED | WISMA AIA JALAN AMPANG | KUALA LUMPUR PUSAT | UNIVAC SWITCHGEAR | INST | YTBC | Pass | null
378160174 | Existing | VCB1 | VACUUM | 11 kV | 630 | TNB | DISTRIBUTION |  | EPE | VFT-12 | VCB1-P/E TELEKOM TMN PUTRA | 310104919 | WKLC/PPU/G00043/NB13 | 13 | CLOSED | PPU BANGUNAN MAS BARU | KUALA LUMPUR PUSAT |  |  |  | Pass | null
378160302 | Existing | VCB1 | VACUUM | 11 kV | 630 | TNB | DISTRIBUTION |  | EPE | VFT-12 | VCB1-P/E TELEKOM TMN PUTRA | 310104934 | WKLC/PPU/G00043/NB7 | 7 | CLOSED | PPU BANGUNAN MAS BARU | KUALA LUMPUR PUSAT |  |  |  | Pass | null
416376448 | Existing | 14032 | VACUUM | 11 kV | 630 | TNB | DISTRIBUTION |  |  | VFT12 | TX 1 | 300064605 | WKLC/PCE/J00623/MB14032 | 14032 | CLOSED | THE CORIENTHIAN | KUALA LUMPUR PUSAT | EPE | INST |  | Pass | null
417867733 | Existing | 18682 | VACUUM | 11 kV | 0 | TNB | DISTRIBUTION |  |  | N/A | TIARA CONDO BLOK D | 300065085 | WKLC/PCE/J00706/MB18682 | 18682 | CLOSED | TIARA CONDO BLOCK C | KUALA LUMPUR PUSAT | LKH | INST |  | Pass | null
415810430 | Existing | 31204 | VACUUM | 11 kV | 630 | TNB | DISTRIBUTION |  |  | UNIVAC 12 | TX | 300245143 | WKLC/PCE/J01103/MB31204 | N/A | OPEN | AMBASSY PARK JLN AMPANG | KUALA LUMPUR PUSAT | UNIVAC | INST |  | Pass | null
417537298 | Existing | 9640 | VACUUM | 11 kV | 630 | TNB | DISTRIBUTION |  |  | VK10J20H | TX2 | 10000666 | WKLC/PCE/J00718/MB9640 | 9640 | CLOSED | AMPANG INDAH NO.3 | KUALA LUMPUR PUSAT | TAMCO | INST |  | Pass | null
399845519 | Existing | 17174 | VACUUM | 11 kV | 630 | TNB | DISTRIBUTION |  |  | 4/800/20/SI | LOT 50 KONDOMINIUM AMPG HILIR | 300062067 | WKLC/PCE/J00159/MB17174 | 17174 | CLOSED | WICKHAM RESIDENT JALAN WICKHAM | KUALA LUMPUR TIMUR | GEC | INST |  | Fail | Please check "Operational Area"
377304271 | Existing | VCB6 | VACUUM | 11 kV | 630 | TNB | DISTRIBUTION |  | TAMCO | VK 10J 20DT | SSU INTERMARK TWR JL TUN RAZAK | 300044903 | WKLC/PPU/G00031/NB6 | 6 | CLOSED | PPU YOW CHUAN PLAZA | KUALA LUMPUR PUSAT | TAMCO | INST |  | Pass | null
400428509 | Existing | 14906 | VACUUM | 11 kV | 630 | TNB | DISTRIBUTION |  |  | VK10J25H | P/U AMPANG | 300064611 | WKLC/PCE/J00624/MB14906 | 14906 | CLOSED | WISMA CHINESE CHAMBER | KUALA LUMPUR TIMUR | TAMCO | INST |  | Fail | Please check "Operational Area"
418074531 | Existing | 874 | VACUUM | 11 kV | 630 | TNB | DISTRIBUTION |  |  | VFT-12 | LOOPING | 300244913 | WKLC/PCE/J01073/MB874 | 874 | CLOSED | STADIUM NEGARA | KUALA LUMPUR PUSAT | EPE | INST |  | Pass | null
377362899 | Existing | VCB10 | VACUUM | 11 kV | 630 | TNB | DISTRIBUTION |  | TAMCO | VK-10J20DT | SSU JLN RODGER | 300044286 | WKLC/PPU/G00009/NB10 | 10 | CLOSED | PPU JALAN RODGER | KUALA LUMPUR PUSAT | TAMCO | INST |  | Pass | null
377556890 | Existing | VCB9 | VACUUM | 11 kV | 630 | TNB | DISTRIBUTION |  | TAMCO | VK 10J 20D | SSU PANDAN MAS JLN D LAPAN | 300044610 | WKLC/PPU/G00020/NB9 | 9 | CLOSED | PPU PANDAN JAYA | KUALA LUMPUR PUSAT | TAMCO | INST |  | Pass | null
415990247 | Existing | 43465 | VACUUM | 11 kV | 630 | TNB | DISTRIBUTION |  |  | VK10J20H | PPU MIHARJA CB 4 | 300293483 | WKLC/PCE/J01577/MB43465 | 46465 | OPEN | SSU UE3 TAMAN MIHARJA | KUALA LUMPUR PUSAT | TAMCO | INST |  | Pass | null
377362227 | Existing | VCB5 | VACUUM | 11 kV | 630 | TNB | DISTRIBUTION |  | TAMCO | VK 10J 20D | P/E PADAT CITY WALK | 300044356 | WKLC/PPU/G00011/NB5 | 5 | CLOSED | PPU KEWALRAM | KUALA LUMPUR PUSAT | TAMCO | INST |  | Pass | null
416969949 | Existing | 51433 | VACUUM | 11 kV | 630 | TNB | DISTRIBUTION |  |  | 3AH5104-2 | MSB PENGGUNA 11KV TENANT | 311600930 | WKLC/PCE/J01762/MB51433 | 51433 | CLOSED | SSU 1 3TOWER JLN AMPANG | KUALA LUMPUR PUSAT | ITEM | INST | YTBC | Pass | null
416827218 | Existing | 31091 | VACUUM | 11 kV | 630 | TNB | DISTRIBUTION |  |  | UNIVAC 12 | TX | 300245134 | WKLC/PCE/J01177/MB31091 | 31091 | CLOSED | PE P'PURI KOS RENDAH 5TGKT | KUALA LUMPUR PUSAT | UNIVAC | INST |  | Pass | null
415745613 | Existing | 20343 | VACUUM | 11 kV | 630 | TNB | DISTRIBUTION |  |  | N/A | TX | 300061256 | WKLC/PCE/J00013/MB20343 | 20343 | CLOSED | HOTEL NOVA | KUALA LUMPUR PUSAT | SIEMENS | DLFL INST |  | Pass | null
416105789 | Existing | 9094 | VACUUM | 11 kV | 630 | TNB | DISTRIBUTION |  |  | VK10J20H | TMN KOSAS NO 2 | 300064759 | WKLC/PCE/J00649/MB9094 | 9094 | CLOSED | TAMAN DAGANG NO.1 | KUALA LUMPUR PUSAT | TAMCO | INST |  | Pass | null
415131677 | Existing | 50430 | VACUUM | 11 kV | 630 | TNB | DISTRIBUTION |  |  | VK10J20H | PENGGUNA TENANT | 311302182 | WKLC/PCE/J01781/MB50430 | 50430 | CLOSED | SSU Robertson Residence No. 1 | KUALA LUMPUR PUSAT | TAMCO | INST | YTBC | Pass | null
377519975 | Existing | VCB30 | VACUUM | 11 kV | 2 | TNB | DISTRIBUTION |  | TAMCO | VK 10P 25H | BUS SECTION | 300044206 | WKLC/PPU/G00006/NB30 | 30 | CLOSED | PPU GREAT EASTERN | KUALA LUMPUR PUSAT |  | INST |  | Pass | null
416303649 | Existing |  | VACUUM | 11 kV | 0 | TNB | DISTRIBUTION | [6 empty] | 48358 | CLOSED | SSU GLENEAGLES JLN AMPANG | KUALA LUMPUR PUSAT |  |  |  | Pass | null
417811854 | Existing | 1487 | VACUUM | 11 kV | 630 | TNB | DISTRIBUTION |  |  | BVP3 | P/E MIRAMA PLAZA | 300245291 | WKLC/PCE/J01068/MB1487 | 1487 | CLOSED | KHET SENG MANSION | KUALA LUMPUR PUSAT | AEI | INST |  | Pass | null
417033447 | Existing | 47894 | VACUUM | 11 kV | 800 | TNB | DISTRIBUTION |  |  | HV12 | P/E RITZ CARLTON HOTEL | 300537573 | WKLC/PCE/J01366/MB47894 | 47894 | CLOSED | RITZ CARLTON HOTEL NO.2 | KUALA LUMPUR PUSAT | TOSHIBA | INST | YTBC | Pass | null
417480754 | Existing | 47618 | VACUUM | 11 kV | 630 | TNB | DISTRIBUTION |  |  | VFT12 | BUS SECTION | 300537296 | WKLC/PCE/J01435/MB3 | 47618 | CLOSED | MENARA TECHNIP JLN INAI | KUALA LUMPUR PUSAT | EPE | INST | YTBC | Pass | null
415092607 | Existing | 49491 | VACUUM | 11 kV | 630 | TNB | DISTRIBUTION |  |  | VK 10J20H | LOOPING | 311279652 | WKLC/PCE/J01742/MB | 49491 | CLOSED | PE ALILA JLN ANG SENG | KUALA LUMPUR PUSAT | TAMCO | INST | YTBC | Pass | null
417128154 | Existing | 33787 | VACUUM | 11 kV | 630 | TNB | DISTRIBUTION |  |  | 12A20 | PPU PNAL | 300244866 | WKLC/PCE/J01155/MB33787 | 33787 | CLOSED | MENARA SEE HOY CHAN (JLN TUN RAZAK) | KUALA LUMPUR PUSAT | EPE | INST |  | Pass | null
412194502 | Existing | 47548 | VACUUM | 11 kV | 630 | TNB | DISTRIBUTION |  |  | HV12 | SSU BANK RAKYAT | 311279641 | WKLC/PCE/J01646/MB47548 | 47548 | OPEN | SSU FEDERAL AUTO JLN SYED PUTRA | KUALA LUMPUR PUSAT | TOSHIBA | INST | YTBC | Pass | null
377673246 | Existing | 12L5 | VACUUM | 33 kV | 1 | TNB | DISTRIBUTION |  | TAMCO | VY30M25D | PPU HOSPITAL AMPANG | 300043978 | WKLC/PMU/G00007/MB12L5 | 12 | CLOSED | PMU PANDAN MAJU 132/33/11KV | KUALA LUMPUR PUSAT | TAMCO | INST |  | Pass | null
416994882 | Existing |  | VACUUM | 11 kV | 0 | TNB | DISTRIBUTION | [6 empty] | H6 | CLOSED |  | KUALA LUMPUR PUSAT |  |  |  | Pass | null
413117402 | Existing |  | VACUUM | 11 kV | 0 | TNB | DISTRIBUTION |  |  |  |  | 311490260 | WKLC/PCE/J01885/MB2 | 52641 | CLOSED | SSU RESIDENCI LOT 118 | KUALA LUMPUR PUSAT | TAMCO | INST | YTBC | Pass | null
417145622 | Existing |  | VACUUM | 11 kV | 0 | TNB | DISTRIBUTION | [6 empty] | 52633 | CLOSED | PE Aria Jalan Tun Razak | KUALA LUMPUR PUSAT |  |  |  | Pass | null
403370488 | Existing | 36594 | VACUUM | 11 kV | 800 | TNB | DISTRIBUTION |  |  | HV-12 | CASA DE SOL | 300283363 | WKLC/PCE/J01482/MB36594 | 36594 | CLOSED | JLN BKT UTAMA 1/1 | KUALA LUMPUR TIMUR | TOPRANK | INST |  | Fail | Please check "Operational Area"
413482144 | Existing | 8977 | VACUUM | 11 kV | 630 | TNB | DISTRIBUTION |  |  | VK10J20H | CHAN SOW LIN NO.1 | 300068966 | WKLS/PCE/J00524/MB8977 | 8977 | CLOSED | GOVERMENT PRINTING NO. 2 | KUALA LUMPUR SELATAN | TAMCO | INST |  | Fail | Please check "Operational Area"
418892591 | Existing | 18384 | VACUUM | 11 kV | 630 | TNB | DISTRIBUTION |  |  | VMH12 | PHILOE PROMENADE BLOK C | 300061283 | WKLC/PCE/J00017/MB18384 | 18364 | CLOSED | PHILEO PROMENADE OFFICE TOWER | KUALA LUMPUR PUSAT | LKH | INST |  | Pass | null
420842593 | Existing | 14654 | VACUUM | 11 kV | 630 | TNB | DISTRIBUTION |  |  | VFT-12 | BKT ROBSON CONDO B | 300244941 | WKLC/PCE/J01263/MB14654 | 14654 | CLOSED | BKT ROBSON KONDO A | KUALA LUMPUR PUSAT | EPE | INST |  | Pass | null
411700201 | Existing |  | VACUUM | 11 kV | 0 | TNB | DISTRIBUTION | [6 empty] | 51826 | CLOSED | THE RUMA JLN KIA PENG | KUALA LUMPUR PUSAT |  |  |  | Pass | null
417308513 | Existing |  | VACUUM | 11 kV | 0 | TNB | DISTRIBUTION |  |  |  |  | 311413384 | WKLC/PCE/J01884/MB5 | 52616 | CLOSED | PE MENARA YTL BKT BINTANG | KUALA LUMPUR PUSAT | TOSHIBA | INST | YTBC | Pass | null
377522155 | Existing | 1HO | VACUUM | 33 kV | 1 | TNB | DISTRIBUTION |  | TAMCO | VY-30M25D | 1HO-30MVA TX1 | 300044070 | WKLC/PPU/G00002/MB1HO | 1HO | CLOSED | PPU BSKL | KUALA LUMPUR PUSAT |  | INST |  | Pass | null
416389980 | Existing |  | VACUUM | 11 kV | 0 | TNB | DISTRIBUTION | [6 empty] | 1 | CLOSED | WISMA CENTRAL JLN AMPANG | KUALA LUMPUR PUSAT |  |  |  | Pass | null
419596834 | Existing | 6768 | VACUUM | 11 kV | 630 | TNB | DISTRIBUTION |  |  | B-1/33 | TX | 300063676 | WKLC/PCE/J00454/MB6768 | 6768 | CLOSED | SON & SON | KUALA LUMPUR PUSAT | EPE | INST |  | Pass | null
411709171 | Existing | 17262 | VACUUM | 11 kV | 630 | TNB | DISTRIBUTION |  |  | VK10J20H | LOCAL TX | 10001003 | WKLC/PCE/J00100/MB17262 | 17262 | CLOSED | SSU KLCC A | KUALA LUMPUR PUSAT | TAMCO | INST |  | Pass | null
416681634 | Existing | 46617 | VACUUM | 11 kV | 630 | TNB | DISTRIBUTION |  |  | 8BK-88E-A1 | LOOPING | 300449541 | WKLC/PCE/J01617/MB46617 | 46617 | CLOSED | 188 SUITES 10 JLN CENDANA | KUALA LUMPUR PUSAT | ITEM | INST |  | Pass | null
411748230 | Existing | 6600 | VACUUM | 11 kV | 400 | TNB | DISTRIBUTION |  |  | VBH-124-40 | TX2 | 300064533 | WKLC/PCE/J00610/MB6600 | 6600 | CLOSED | RAINTREE CLUB | KUALA LUMPUR PUSAT | AICHI | INST |  | Pass | null
416423750 | Existing | 7757 | VACUUM | 11 kV | 630 | TNB | DISTRIBUTION |  |  | VFT-12 | P/UTAMA APSC | 300064428 | WKLC/PCE/J00593/MB7757 | 7757 | CLOSED | AMPANG CITY APARTMENT | KUALA LUMPUR PUSAT | EPE | INST |  | Pass | null
417046720 | Existing |  | VACUUM | 11 kV | 0 | TNB | DISTRIBUTION | [6 empty] | 32 | CLOSED |  | KUALA LUMPUR PUSAT |  |  |  | Pass | null
377980018 | Existing | 2B5 | VACUUM | 33 kV | 1 | TNB | DISTRIBUTION |  | TAMCO | GV 30M 25 | 2B5 - BUSTIE NO.2 | 310470451 | WKLC/SSU/G00021/MB5 | 2B5 | CLOSED | SSU M CITY JLN AMPANG | KUALA LUMPUR PUSAT |  | INST | YTBC | Pass | null
418107330 | Existing | 14199 | VACUUM | 11 kV | 630 | TNB | DISTRIBUTION |  |  | VFT12 | TX1 | 300065489 | WKLC/PCE/J00783/MB14199 | 14199 | CLOSED | MENARA MUTIARA BLK B | KUALA LUMPUR PUSAT | EPE | INST |  | Pass | null
417931098 | Existing | VCB1 | VACUUM | 11 kV | 630 | TNB | DISTRIBUTION |  |  | GV3 | VCB 1 - SSU 3A ECO CITY | 311754121 | WKLC/PPU/G00051/NB14 | 14 | OPEN | PPU TRX CITY NO.1 D-PZW-S17-9277 | KUALA LUMPUR PUSAT | TAMCO | INST | YTBC | Pass | null
378148518 | Existing | 13L5 | VACUUM | 33 kV | 1 | TNB | DISTRIBUTION |  | TAMCO | GV 30M 25D | SPARE | 300286618 | WKLC/PMU/G00004/MB13L5 | 13L5 | CLOSED | PMU JALAN IMBI 132/33/11KV | KUALA LUMPUR PUSAT |  | INST |  | Pass | null
378148422 | Existing | VCB9 | VACUUM | 11 kV | 630 | TNB | DISTRIBUTION |  | EPE | VFT-12D | P/E JLN GAJAH | 300286370 | WKLC/PMU/G00004/NB9 | 9 | CLOSED | PMU JALAN IMBI 132/33/11KV | KUALA LUMPUR PUSAT |  | INST |  | Pass | null
418382466 | Existing | 7488 | VACUUM | 11 kV | 630 | TNB | DISTRIBUTION |  |  | VFT-12 | TMN NIRWANA 3 | 300064841 | WKLC/PCE/J00662/MB7488 | 7488 | CLOSED | TAMAN CAHAYA NO.2 (JEBCON ) | KUALA LUMPUR PUSAT | MEIDENSHA | INST |  | Pass | null
417016375 | Existing | 14932 | VACUUM | 11 kV | 630 | TNB | DISTRIBUTION |  |  | VK10J25H | P/E TMN PUTRA NO.3 | 300066122 | WKLC/PCE/J00886/MB14932 | 14932 | CLOSED | PARAGON POINT TAMAN PUTRA | KUALA LUMPUR PUSAT | TAMCO | INST |  | Pass | null
412314539 | Existing | 7991 | VACUUM | 11 kV | 630 | TNB | DISTRIBUTION |  |  | VK 10J20H | TRANSFORMER 1 | 300244691 | WKLC/PCE/J01007/MB7991 | 7991 | CLOSED | CENTRAL MARKET | KUALA LUMPUR PUSAT | TAMCO | INST |  | Pass | null
412314411 | Existing | 15573 | VACUUM | 11 kV | 630 | TNB | DISTRIBUTION |  |  | SBV 4 | TRANSFORMER 1 | 300245018 | WKLC/PCE/J01258/MB15573 | 15573 | CLOSED | CONFUCIAN SECONDRY SCHOOL | KUALA LUMPUR PUSAT | GEC | INST |  | Pass | null
417076621 | Existing | 43944 | VACUUM | 11 kV | 630 | TNB | DISTRIBUTION |  |  | 8BK-88E | TX 1000KVA | 300346258 | WKLC/PCE/J01594/MB43944 | 43944 | CLOSED | SSU MENARA FELDA LORONG KUDA | KUALA LUMPUR PUSAT | ITEM | INST |  | Pass | null
416969921 | Existing |  | VACUUM | 11 kV | 630 | TNB | DISTRIBUTION |  |  | HV12-A1 |  | 300533958 | WKLC/PCE/J01766 | 51443 | CLOSED | SSU 2 3TOWER JLN AMPANG | KUALA LUMPUR PUSAT | TOSHIBA | INST | YTBC | Pass | null
415556423 | Existing | 12086 | VACUUM | 11 kV | 630 | TNB | DISTRIBUTION |  |  | VK10J20H | TRANSFORMER | 300244739 | WKLC/PCE/J01092/MB12086 | 12086 | CLOSED | SWISS GARDEN HOTEL | KUALA LUMPUR PUSAT | TAMCO | INST |  | Pass | null
417309166 | Existing | 30648 | VACUUM | 11 kV | 630 | TNB | DISTRIBUTION |  |  | 8BK-88 | PPU STARHILL | 300061234 | WKLC/PCE/J00009/MB30648 | 30648 | CLOSED | HOTEL WESTIN | KUALA LUMPUR PUSAT | ITEM | INST |  | Pass | null
377377335 | Existing | VCB11 | VACUUM | 11 kV | 630 | TNB | DISTRIBUTION |  | EPE | VFT12D | SPARE | 10001357 | WKLC/PPU/G00038/NB11 | 11 | CLOSED | PPU F & N | KUALA LUMPUR PUSAT |  |  |  | Pass | null
411739694 | Existing |  | VACUUM | 11 kV | 0 | TNB | DISTRIBUTION | [6 empty] | 51930 | CLOSED | SSU PANDAN MAS 2B | KUALA LUMPUR PUSAT |  |  |  | Pass | null
54986393 | Existing | VCB14 |  | 33 kV | 630 | TNB | DISTRIBUTION |  | ITEM | 8BK88 K14 | SPARE | 300454827 | WKLC/PPU/G00041/NB14 | 14-K14 | OPEN | PPU SG PURUN | KUALA LUMPUR PUSAT | ITEM | INST |  | Fail | Please check "InsulationType"
416003858 | Existing | 47284 | VACUUM | 11 kV | 800 | TNB | DISTRIBUTION |  |  | HV12 | P/E SASTRA UTHANT LRG AMPANG 2 | 311279579 | WKLC/PCE/J01628/MB47284 | 47284 | OPEN | BRUNSFIELD RESIDENCE JLN U-THANT | KUALA LUMPUR PUSAT | TOSHIBA | INST | YTBC | Pass | null
418875711 | Existing | 7424 | VACUUM | 11 kV | 630 | TNB | DISTRIBUTION |  |  | VBH-124-40 | TX 2 | 300063874 | WKLC/PCE/J00492/MB7424 | 7424 | CLOSED | MENARA SMI | KUALA LUMPUR PUSAT | AICHI | INST |  | Pass | null
377556359 | Existing | VCB10 | VACUUM | 11 kV | 630 | TNB | DISTRIBUTION |  | TAMCO | VK 10J 20D | TOWN HOUSE LRT TMN CEMPAKA | 300044594 | WKLC/PPU/G00020/NB10 | 10 | CLOSED | PPU PANDAN JAYA | KUALA LUMPUR PUSAT | TAMCO | INST |  | Pass | null
377398511 | Existing | 1HO | VACUUM | 33 kV | 1 | TNB | DISTRIBUTION |  | TAMCO | VY 30M 25D | 1HO - 30 MVA TX 1 | 300044501 | WKLC/PPU/G00017/MB1HO | 1HO | CLOSED | PPU MIHARJA | KUALA LUMPUR PUSAT | TAMCO | INST |  | Pass | null
407544049 | Existing | 2B5 | VACUUM | 33 kV | 1 | TNB | DISTRIBUTION |  |  |  | BUS TIE 2 | 311025577 | WKLT/SSU/G00012/MB3 | 2S5 | CLOSED | SSU RISDA | KUALA LUMPUR BARAT | EPE | INST | YTBC | Fail | Please check "Operational Area"
407543953 | Existing | 2B5 | VACUUM | 33 kV | 1 | TNB | DISTRIBUTION |  |  |  | BUS TIE RHS | 311031675 | WKLC/SSU/G00032/MB3 | 2S5 | CLOSED | SSU EQUATORIAL | KUALA LUMPUR PUSAT | TSG | INST | YTBC | Pass | null
417046361 | Existing |  | VACUUM | 33 kV | 0 | TNB | DISTRIBUTION | [6 empty] | 1P5 | CLOSED |  | KUALA LUMPUR PUSAT |  |  |  | Pass | null
415938344 | Existing | 38717 | VACUUM | 11 kV | 630 | TNB | DISTRIBUTION |  |  | 12A20 | TX3 | 300291271 | WKLC/PCE/J01554/MB38717 | 38717 | CLOSED | CENDANA APARMENT JLN SULTAN ISMAIL | KUALA LUMPUR PUSAT | EPE | INST |  | Pass | null
419090750 | Existing |  | VACUUM | 11 kV | 630 | TNB | DISTRIBUTION |  |  | 8BK88E |  | 310183487 | WKLC/PCE/J01784/MB1 | 50543 | CLOSED | THE NEWS JLN YAP KWANG SENG | KUALA LUMPUR PUSAT | ITEM | INST | YTBC | Pass | null
416775667 | Existing | 2547 | VACUUM | 11 kV | 630 | TNB | DISTRIBUTION |  |  | 8BK-88E | WELD SUPERMARKET | 300064052 | WKLC/PCE/J00527/MB2547 | 2547 | CLOSED | MUI PLAZA | KUALA LUMPUR PUSAT | ITEM | INST |  | Pass | null
377799300 | Existing | 3P5 | VACUUM | 33 kV | 1 | TNB | DISTRIBUTION |  | TAMCO | GV 30M 25B | 3P5-PMU GALLOWAY | 300285875 | WKLC/PPU/G00010/MB3P5 | 3P5 | CLOSED | PPU JALAN SG BESI | KUALA LUMPUR PUSAT | TAMCO | INST |  | Pass | null
378160237 | Existing | 3P5 | VACUUM | 33 kV | 1 | TNB | DISTRIBUTION |  | EPE | VGA-32 | 3P5 - PPU PANDAN INDAH | 310104877 | WKLC/PPU/G00043/MB3 | 3P5 | CLOSED | PPU BANGUNAN MAS BARU | KUALA LUMPUR PUSAT |  |  |  | Pass | null
418150440 | Existing | 40295 | VACUUM | 11 kV | 630 | TNB | DISTRIBUTION |  |  | VFT-12 | BAVERLY TOWERS | 300268610 | WKLC/PCE/J01440/MB40295 | 40295 | OPEN | ONE KLCC JLN PINANG | KUALA LUMPUR PUSAT | EPE | INST |  | Pass | null
409121054 | Existing |  | VACUUM | 11 kV | 0 | TNB | DISTRIBUTION | [6 empty] | 14 | CLOSED | PPU SUNCITY D-PZW-S14-9157 | KUALA LUMPUR PUSAT |  |  |  | Pass | null
418648550 | Existing | 15638 | VACUUM | 11 kV | 630 | TNB | DISTRIBUTION |  |  | HV-12 | ISTANA JOHOR | 300062405 | WKLC/PCE/J00222/MB15638 | 15638 | CLOSED | SRI KIA PENG CONDOMINIUM | KUALA LUMPUR PUSAT | TOPRANK | INST |  | Pass | null
416346645 | Existing | 19731 | VACUUM | 11 kV | 630 | TNB | DISTRIBUTION |  |  | VMH12 | BUS SECTION | 300061737 | WKLC/PCE/J00101/MB19731 | 19731 | OPEN | HOTEL MANDARIN ORIENTAL KLCC | KUALA LUMPUR PUSAT | LKH | INST |  | Pass | null
377692220 | Existing | 16L5 | VACUUM | 33 kV | 1 | TNB | DISTRIBUTION |  | TAMCO | N/A | SPARE | 300286626 | WKLC/PMU/G00007/MB16L5 | 16 | OPEN | PMU PANDAN MAJU 132/33/11KV | KUALA LUMPUR PUSAT | TAMCO | INST |  | Pass | null
399845390 | Existing | 28781 | VACUUM | 11 kV | 630 | TNB | DISTRIBUTION |  |  | SBV4800/20-SI | VILLA AMAN | 300066525 | WKLC/PCE/J00958/MB28781 | 28781 | CLOSED | KONDO NO.325 PERS RITCHIE | KUALA LUMPUR TIMUR | GEC | INST |  | Fail | Please check "Operational Area"
377302556 | Existing | VCB2 | VACUUM | 11 kV | 630 | TNB | DISTRIBUTION |  |  | 10-VPR-25B | VCB 2 - MENARA PAN GLOBAL | 300044843 | WKLC/PPU/G00029/NB2 | 2 | CLOSED | PPU UDA BUKIT NENAS | KUALA LUMPUR PUSAT | MITSUBISHI | INST |  | Pass | null
417574329 | Existing | 38961 | VACUUM | 11 kV | 630 | TNB | DISTRIBUTION |  |  | 8BK-88E | PENGGUNA 11KV | 300284864 | WKLC/PCE/J01511/MB38961 | 38961 | CLOSED | EXOTIC CAR COMPLEX JLN.LOKE YEW | KUALA LUMPUR PUSAT | ITEM | INST |  | Pass | null
378315887 | Existing |  | VACUUM | 11 kV | 0 | TNB | DISTRIBUTION | [6 empty] | 50440 | CLOSED |  | KUALA LUMPUR PUSAT |  |  |  | Pass | null
416513719 | Existing | 30891 | VACUUM | 11 kV | 630 | TNB | DISTRIBUTION |  |  | SBV-4 | AMPANG N/VILLAGE NO 1 | 300245111 | WKLC/PCE/J00046/MB30891 | 30891 | CLOSED | KAUONGYAH LAMTHIANKIONG JLN MERDEKA | KUALA LUMPUR PUSAT | MAHKOTA | INST |  | Pass | null
415990182 | Existing | 29055 | VACUUM | 11 kV | 630 | TNB | DISTRIBUTION |  |  | 8BK-88 B2:200 | 11KV CONSUMER | 300061457 | WKLC/PCE/J00052/MB29055 | 29055 | CLOSED | PLAZA 393 JALAN SHELLY | KUALA LUMPUR PUSAT | ITEM | INST |  | Pass | null
377589113 | Existing | VCB5 | VACUUM | 11 kV | 630 | TNB | DISTRIBUTION |  |  | 10-VPR-25B | VCB 5 - PNB TENANT | 300044659 | WKLC/PPU/G00022/NB5 | 5 | CLOSED | PPU PNB/LUTH | KUALA LUMPUR PUSAT | MITSUBISHI | INST |  | Pass | null
417046240 | Proposed |  | VACUUM | 11 kV | 0 | TNB | DISTRIBUTION | [7 empty] | CLOSED |  | KUALA LUMPUR PUSAT |  |  |  | Fail | Please check "Status"
412308055 | Existing | 45744 | VACUUM | 11 kV | 630 | TNB | DISTRIBUTION |  |  | 3AH5104-2 | PENGGUNA 11KV NO.2 | 311302153 | WKLC/PCE/J01795/MB45744 | 45744 | CLOSED | APT SUASANA BKT CEYLON | KUALA LUMPUR PUSAT | ITEM | INST | YTBC | Pass | null
419288475 | Existing | 17837 | VACUUM | 11 kV | 630 | TNB | DISTRIBUTION |  |  | VFT12-106 | TX 1 | 300063369 | WKLC/PCE/J00402/MB17837 | 17837 | CLOSED | RUMAH KEDAI NO 1 PANDAN MEWAH | KUALA LUMPUR PUSAT | EPE | INST |  | Pass | null
416105948 | Existing | 18084 | VACUUM | 11 kV | 630 | TNB | DISTRIBUTION |  |  | VMH12 | TX | 300064836 | WKLC/PCE/J00661/MB18084 | 18084 | CLOSED | PUSAT KOMMERCIAL TAMAN DAGANG NO.1 | KUALA LUMPUR PUSAT | LKH | INST |  | Pass | null
416973200 | Existing | 6626 | VACUUM | 11 kV | 630 | TNB | DISTRIBUTION |  |  | VK10J20H | PENGGUNA NO 1 | 300063744 | WKLC/PCE/J00466/MB6626 | 6626 | CLOSED | WISMA PROMET | KUALA LUMPUR PUSAT | TAMCO | INST |  | Pass | null
415131676 | Existing | 50432 | VACUUM | 11 kV | 630 | TNB | DISTRIBUTION |  |  | VK10J20H | BUS-TIE | 311302184 | WKLC/PCE/J01781/MB50432 | 50432 | CLOSED | SSU Robertson Residence No. 1 | KUALA LUMPUR PUSAT | TAMCO | INST | YTBC | Pass | null
417898255 | Existing | 30634 | VACUUM | 11 kV | 630 | TNB | DISTRIBUTION |  |  | 3AH5103-2Z | KUARTERS HAMP BLOK A J MEWAH | 300062617 | WKLC/PCE/J00264/MB30634 | 30634 | OPEN | RESTORAN MC DONALDS JLN. PANDAN MEWAH | KUALA LUMPUR PUSAT | ITEM | INST |  | Pass | null
412271268 | Existing | 7464 | VACUUM | 11 kV | 630 | TNB | DISTRIBUTION |  |  | VK 10J20H | GLOBE SOURCE | 10000949 | WKLC/PCE/J00463/MB7464 | 7464 | CLOSED | BOUGAIN | KUALA LUMPUR PUSAT | TAMCO | INST |  | Pass | null
419068810 | Existing | 34172 | VACUUM | 11 kV | 630 | TNB | DISTRIBUTION |  |  | HV-12 | TX 1 | 300245215 | WKLC/PCE/J01154/MB34172 | 34172 | CLOSED | INDUSTRI RINGAN NO.2 JLN MERDEKA | KUALA LUMPUR PUSAT | TOPRANK | INST |  | Pass | null
416759484 | Existing | 45854 | VACUUM | 11 kV | 630 | TNB | DISTRIBUTION |  |  | 8BK-88E C1 | BUS-SECTION | 311279571 | WKLC/PCE/J01684/MB45854 | 45854 | CLOSED | SASTRA U-THANT LORONG AMPANG 2 | KUALA LUMPUR PUSAT | ITEM | INST | YTBC | Pass | null
377695033 | Existing | 8L5 | VACUUM | 33 kV | 1 | TNB | DISTRIBUTION |  | EPE | VJ-32 | PPU PHILEO | 300043928 | WKLC/PMU/G00005/MB8L5 | 8 | CLOSED | PMU KLCC 132/33/11KV | KUALA LUMPUR PUSAT | EPE | INST |  | Pass | null
417626007 | Existing | 6492 | VACUUM | 11 kV | 630 | TNB | DISTRIBUTION |  |  | VK10J20H | TX | 300066149 | WKLC/PCE/J00890/MB6492 | 6492 | CLOSED | TAMAN MALURI NO.4 | KUALA LUMPUR PUSAT | TAMCO | INST |  | Pass | null
377950856 | Existing | 2P5 | VACUUM | 33 kV | 1 | TNB | DISTRIBUTION |  | TAMCO | GV 30M 25D | POT END | 310104946 | WKLC/PPU/G00046/MB2P5 | 2P5 | CLOSED | PPU GRAND HYATT | KUALA LUMPUR PUSAT | TAMCO | INST | YTBC | Pass | null
377951489 | Existing | 1WO | VACUUM | 33 kV | 2 | TNB | DISTRIBUTION |  | TAMCO | GV 30M 25D | 1W0 - BUS COUPLER | 300286421 | WKLC/SSU/G00009/MB1WO | 1WO | CLOSED | SSU LOT C | KUALA LUMPUR PUSAT | TAMCO | INST |  | Pass | null
413117401 | Existing |  | VACUUM | 11 kV | 0 | TNB | DISTRIBUTION |  |  |  |  | 311490262 | WKLC/PCE/J01885/MB4 | 52643 | CLOSED | SSU RESIDENCI LOT 118 | KUALA LUMPUR PUSAT | TAMCO | INST | YTBC | Pass | null
418639274 | Existing | 22086 | VACUUM | 11 kV | 630 | TNB | DISTRIBUTION |  |  | SBV-4 | TX1 | 300066540 | WKLC/PCE/J00963/MB22086 | 22086 | CLOSED | JLN 6/2 TMN KOMERSIAL PANDAN INDAH | KUALA LUMPUR PUSAT | GEC | INST |  | Pass | null
419231835 | Existing | 1845 | VACUUM | 11 kV | 630 | TNB | DISTRIBUTION |  |  | VK 10J20H | AUSTRALIA EMBASSY | 300244833 | WKLC/PCE/J00022/MB5 | 1845 | CLOSED | BANK SIMPANAN NASIONAL | KUALA LUMPUR PUSAT | TAMCO | INST | YTBC | Pass | null
377374521 | Existing | VCB32 | VACUUM | 11 kV | 2 | TNB | DISTRIBUTION |  | ITEM | 8BK88 2HO | 30 MVA TX 2 | 300286488 | WKLC/PPU/G00036/NB32 | 32 | CLOSED | PPU MID VALLEY | KUALA LUMPUR PUSAT | ITEM | INST |  | Pass | null
377374649 | Existing | VCB7 | VACUUM | 11 kV | 630 | TNB | DISTRIBUTION |  | ITEM | 8BK88 K07 | THE GARDEN NO 2 | 300286480 | WKLC/PPU/G00036/NB7 | 7 | CLOSED | PPU MID VALLEY | KUALA LUMPUR PUSAT | ITEM | INST |  | Pass | null
412349262 | Existing | 48893 | VACUUM | 11 kV | 630 | TNB | DISTRIBUTION |  |  | VK 10J20H | P/E PETRONAS NGV JLN COCHRANE | 300537180 | WKLC/PCE/J01718/MB7 | 48893 | CLOSED | SSU IKANO JLN COCHRANE | KUALA LUMPUR PUSAT | TAMCO | INST | YTBC | Pass | null
417862041 | Existing | 9103 | VACUUM | 11 kV | 630 | TNB | DISTRIBUTION |  |  | VFT12 | TX | 300064588 | WKLC/PCE/J00620/MB9103 | 9103 | CLOSED | BRITISH HIGH COMMISSION | KUALA LUMPUR PUSAT | EPE | INST |  | Pass | null
377520440 | Existing |  | VACUUM |  | 0 | TNB | DISTRIBUTION | [6 empty] | 13 | OPEN | PPU GREAT EASTERN | KUALA LUMPUR PUSAT |  |  |  | Fail | Please check "Operating Voltage"
377521393 | Existing | VCB16 | VACUUM | 11 kV | 630 | TNB | DISTRIBUTION |  | ABB | VD4E1206P20 | VCB16 - LOCAL TX | 300288078 | WKLC/PPU/G00003/NB16 | 16 | OPEN | PPU BUKIT BINTANG | KUALA LUMPUR PUSAT | ABB | INST |  | Pass | null
411709106 | Existing | 19991 | VACUUM | 11 kV | 630 | TNB | DISTRIBUTION |  |  | VK 10J20H | 11KV PENGGUNA | 300062419 | WKLC/PCE/J00225/MB13952 | 19991 | CLOSED | WISMA UOA NO.2 | KUALA LUMPUR PUSAT | TAMCO | INST |  | Pass | null
417093998 | Existing | 19481 | VACUUM | 11 kV | 630 | TNB | DISTRIBUTION |  |  | VMH12 | LOT 163 JALAN PERAK | 300063927 | WKLC/PCE/J00501/MB19481 | 19481 | CLOSED | WISMA PERKASA JLN PERAK | KUALA LUMPUR PUSAT | LKH | INST |  | Pass | null
418107169 | Existing | 14201 | VACUUM | 11 kV | 630 | TNB | DISTRIBUTION |  |  | VFT12 | MENARA MUTIARA B | 300065494 | WKLC/PCE/J00784/MB14201 | 14201 | CLOSED | MENARA MUTIARA BLK A | KUALA LUMPUR PUSAT | EPE | INST |  | Pass | null
418107329 | Existing | 14200 | VACUUM | 11 kV | 630 | TNB | DISTRIBUTION |  |  | VFT12 | MENARA MUTIARA BLK A | 300065490 | WKLC/PCE/J00783/MB14200 | 14200 | CLOSED | MENARA MUTIARA BLK B | KUALA LUMPUR PUSAT | EPE | INST |  | Pass | null
416569700 | Existing | 9740 | VACUUM | 11 kV | 630 | TNB | DISTRIBUTION |  |  | VK-10J20H | TX | 300062528 | WKLC/PCE/J00244/MB9740 | 9740 | CLOSED | 212 KONDO | KUALA LUMPUR PUSAT | TAMCO | INST |  | Pass | null
377395601 | Existing | 1HO | VACUUM | 33 kV | 1 | TNB | DISTRIBUTION |  | TAMCO | GV30M25D | 30 MVA TX 1 | 300044387 | WKLC/PPU/G00013/MB1HO | 1HO | CLOSED | PPU KLCC | KUALA LUMPUR PUSAT |  | INST |  | Pass | null
417076620 | Existing | 43947 | VACUUM | 11 kV | 630 | TNB | DISTRIBUTION |  |  | 8BK-88E | INTERTIE | 300346261 | WKLC/PCE/J01594/MB43947 | 43947 | CLOSED | SSU MENARA FELDA LORONG KUDA | KUALA LUMPUR PUSAT | ITEM | INST |  | Pass | null
416969920 | Existing |  | VACUUM | 11 kV | 630 | TNB | DISTRIBUTION |  |  | HV12-A1 |  | 300533962 | WKLC/PCE/J01766 | 51441 | CLOSED | SSU 2 3TOWER JLN AMPANG | KUALA LUMPUR PUSAT | TOSHIBA | INST | YTBC | Pass | null
411787797 | Existing | 48212 | VACUUM | 11 kV | 630 | TNB | DISTRIBUTION |  |  | VFT12 12A20 | PENGGUNA 11KV | 300537164 | WKLC/PCE/J01667/MB6 | 48212 | CLOSED | G RESIDENCE DESA PANDAN | Unknown | EPE | INST | YTBC | Fail | Please check "Operational Area"
417308244 | Existing | 13574 | VACUUM | 11 kV | 630 | TNB | DISTRIBUTION |  |  | VFT12 | PENGGUNA | 300064199 | WKLC/PCE/J00552/MB13574 | 13574 | CLOSED | WISMA XYZ | KUALA LUMPUR PUSAT | EPE | INST |  | Pass | null
417308941 | Existing | 7450 | VACUUM | 11 kV | 630 | TNB | DISTRIBUTION |  |  | VK10J20H | PPU BUKIT BINTANG | 300245384 | WKLC/PCE/J00536/MB7450 | 7450 | OPEN | KL PLAZA | KUALA LUMPUR PUSAT | TAMCO | INST |  | Pass | null
417953571 | Existing | 20604 | VACUUM | 11 kV | 630 | TNB | DISTRIBUTION |  |  | VK10J20H | TX | 300065439 | WKLC/PCE/J00774/MB20604 | 20604 | CLOSED | TAMAN MULIA JAYA NO.4 | KUALA LUMPUR PUSAT | TAMCO | INST |  | Pass | null
417952209 | Existing | 10746 | VACUUM | 11 kV | 630 | TNB | DISTRIBUTION |  |  | VK10J20H | TMN SAGA NO 1 | 300063310 | WKLC/PCE/J00391/MB10746 | 10746 | CLOSED | TAMAN MELOR NO.2 | KUALA LUMPUR PUSAT | TAMCO | INST |  | Pass | null
417669309 | Existing | 9980 | VACUUM | 11 kV | 630 | TNB | DISTRIBUTION |  |  | VK-10J20H | REGENT HOTEL | 300063754 | WKLC/PCE/J00468/MB9980 | 9980 | CLOSED | LOT 10 | KUALA LUMPUR PUSAT | TAMCO | INST |  | Pass | null
54986392 | Existing | VCB12 |  | 33 kV | 630 | TNB | DISTRIBUTION |  | ITEM | 8BK88 K12 | SPARE | 300454826 | WKLC/PPU/G00041/NB12 | 12-K12 | OPEN | PPU SG PURUN | KUALA LUMPUR PUSAT | ITEM | INST |  | Fail | Please check "InsulationType"
412297032 | Existing | 16533 | VACUUM | 11 kV | 630 | TNB | DISTRIBUTION |  |  | VK10J20H | HOTEL IMPIANAJLN CHENG LOCK | 300244686 | WKLC/PCE/J01069/MB16533 |  | CLOSED | STESEN LRT PUDURAYA | KUALA LUMPUR PUSAT | TAMCO | INST |  | Pass | null
416346274 | Existing | 46090 | VACUUM | 11 kV | 630 | TNB | DISTRIBUTION |  |  | VK10J20H | P/E LPK GETAH | 311297156 | WKLC/PCE/J00629/MB46090 | 46090 | CLOSED | WISMA EQUITY | KUALA LUMPUR PUSAT | TAMCO | INST | YTBC | Pass | null
418158310 | Existing | 6603 | VACUUM | 11 kV | 630 | TNB | DISTRIBUTION |  |  | VFT12 | PPU YOW CHUAN | 300064302 | WKLC/PCE/J00572/MB6603 | 6603 | CLOSED | KEDUTAAN AMERIKA SYARIKAT | KUALA LUMPUR PUSAT | EPE | INST |  | Pass | null
416775756 | Existing | 17017 | VACUUM | 11 kV | 630 | TNB | DISTRIBUTION |  |  | VK10J20H | 11KV PENGGUNA | 300061950 | WKLC/PCE/J00140/MB17017 | 17017 | CLOSED | MENARA DION | KUALA LUMPUR PUSAT | TAMCO | INST |  | Pass | null
418458969 | Existing | 49754 | VACUUM | 11 kV | 630 | TNB | DISTRIBUTION |  |  | VK10J20H | SSU SUNWAY VELOCITY MALL 1 | 311297303 | WKLC/PCE/J01740/MB49754 | 49754 | OPEN | SSU SUNWAY VELOCITY MALL 2 | KUALA LUMPUR PUSAT | TAMCO | INST | YTBC | Pass | null
417076639 | Existing | 43943 | VACUUM | 11 kV | 630 | TNB | DISTRIBUTION |  |  | 8BK-88E | PPU PERMODALAN NASIONAL | 300346257 | WKLC/PCE/J01594/MB43943 | 43943 | CLOSED | SSU MENARA FELDA LORONG KUDA | KUALA LUMPUR PUSAT | ITEM | INST |  | Pass | null
377398382 | Existing | VCB10 | VACUUM | 11 kV | 630 | TNB | DISTRIBUTION |  | TAMCO | VK 10J 20D | BLOK PJBT TMN MIHARJA | 300044509 | WKLC/PPU/G00017/NB10 | 10 | OPEN | PPU MIHARJA | KUALA LUMPUR PUSAT | TAMCO | INST |  | Pass | null
377591580 | Existing | VCB31 | VACUUM | 11 kV | 2 | TNB | DISTRIBUTION |  | TAMCO | VK 10P 25D | 30 MVA TX 1 | 300044771 | WKLC/PPU/G00026/NB31 | 31 | CLOSED | PPU TAMAN KOSAS | KUALA LUMPUR PUSAT | TAMCO | INST |  | Pass | null
377591772 | Existing | VCB3 | VACUUM | 11 kV | 630 | TNB | DISTRIBUTION |  | TAMCO | VK 10J 20D | TAMAN RASMI JAYA NO 1 | 300044769 | WKLC/PPU/G00026/NB3 | 3 | CLOSED | PPU TAMAN KOSAS | KUALA LUMPUR PUSAT | TAMCO | INST |  | Pass | null
416377000 | Existing | 44355 | VACUUM | 11 kV | 630 | TNB | DISTRIBUTION |  |  | 8BK-88E | PPU NARAJAYA CB 14 | 300387055 | WKLC/PCE/J01613/MB44355 | 44355 | CLOSED | BINJAI 8 LRG BINJAI | KUALA LUMPUR PUSAT | ITEM | INST |  | Pass | null
415938311 | Existing | 38714 | VACUUM | 11 kV | 630 | TNB | DISTRIBUTION |  |  | 12A20 | TX2 | 300291269 | WKLC/PCE/J01554/MB38715 | 38715 | CLOSED | CENDANA APARMENT JLN SULTAN ISMAIL | KUALA LUMPUR PUSAT | EPE | INST |  | Pass | null
378149079 | Existing | 8L5 | VACUUM | 33 kV | 1 | TNB | DISTRIBUTION |  | TAMCO | VY 30M25D | PPU DAYABUMI (POTEND) | 300043858 | WKLC/PMU/G00001/MB8L5 | 8L5 | CLOSED | PMU BRICKFIELD 132/33KV | KUALA LUMPUR PUSAT | TAMCO | INST |  | Pass | null
411305542 | Existing | 6092 | VACUUM | 11 kV | 630 | TNB | DISTRIBUTION |  |  | N/A | PE SEK CONFUCION SECONDARY | 300516092 | WKLC/PCE/J01037/MB6092 | 6092 | OPEN | KOTA RAYA | KUALA LUMPUR PUSAT | TAMCO | INST |  | Pass | null
417999635 | Existing |  | VACUUM | 11 kV | 0 | TNB | DISTRIBUTION | [6 empty] | 11 | OPEN | PPU BANDAR BARU AMPANG D-WKL-S04-9079 | KUALA LUMPUR PUSAT |  |  |  | Pass | null
403290312 | Existing | 22358 | VACUUM | 11 kV | 630 | TNB | DISTRIBUTION |  |  | SBV 4/800/20-SI | 2 PPURI SRI MLR J UKAY PRDNA 4 | 311385803 | WKLT/PCE/J01156/MB22358 | 22358 | CLOSED | JALAN UP 5/5 TAMAN UKAY PERDANA | KUALA LUMPUR TIMUR | GEC | INST | YTBC | Fail | Please check "Operational Area"
400837768 | Existing | 15974 | VACUUM | 11 kV | 630 | TNB | DISTRIBUTION |  |  | VK10J20H | 11KV PENGGUNA NO.2 | 10000965 | WKLC/PCE/J00644/MB15974 | 15974 | CLOSED | PUSAT PERUBATAN GLENEAGLES INTAN NO 2 | KUALA LUMPUR TIMUR | TAMCO | INST |  | Fail | Please check "Operational Area"
419532546 | Existing | 11967 | VACUUM | 11 kV | 630 | TNB | DISTRIBUTION |  |  | VK10J20H | TX | 300062951 | WKLC/PCE/J00331/MB11967 | 11967 | CLOSED | SHEN COURT | KUALA LUMPUR PUSAT | TAMCO | INST |  | Pass | null
416106050 | Existing | 18246 | VACUUM | 11 kV | 630 | TNB | DISTRIBUTION |  |  | VMH12 | PUSAT KOMERSIAL TMN DAGANG NO | 300064821 | WKLC/PCE/J00659/MB18246 | 18246 | CLOSED | TAMAN DAGANG NO.5 | KUALA LUMPUR PUSAT | LKH | INST |  | Pass | null
412288688 | Existing | 9039 | VACUUM | 11 kV | 630 | TNB | DISTRIBUTION |  |  | VFT-12-106 | TRANSFORMER | 300244879 | WKLC/PCE/J01043/MB9039 | 9039 | CLOSED | KOPERASI MEWAH | KUALA LUMPUR PUSAT | EPE | INST |  | Pass | null
419081987 | Existing | 8037 | VACUUM | 11 kV | 630 | TNB | DISTRIBUTION |  |  | VMH12 | 11KV CONSUMER NO.1 | 311302169 | WKLC/PCE/J00141/MB8437 | 8437 | CLOSED | ARAB MALAYSIAN BANK | KUALA LUMPUR PUSAT | LKH HSS | INST | YTBC | Pass | null
377635938 | Existing | VCB3 | VACUUM | 11 kV | 630 | TNB | DISTRIBUTION |  | TAMCO | VK10J20D | P/E ALILA JLN ANG SENG | 300044822 | WKLC/PPU/G00028/NB3 | 3 | CLOSED | PPU TELEKOM BRICKFIELD | KUALA LUMPUR PUSAT | TAMCO | INST |  | Pass | null
412327747 | Existing | 350 | VACUUM | 11 kV | 630 | TNB | DISTRIBUTION |  |  | N/A | GOVT. PRINTING NO 2 | 300245349 | WKLC/PCE/J00992/MB350 | 350 | OPEN | CHAN SOW LIN NO.1 | KUALA LUMPUR PUSAT | FERGUSON PAILIN | INST |  | Pass | null
377362705 | Existing | 2P5 | VACUUM | 33 kV | 1 | TNB | DISTRIBUTION |  | TAMCO | VY30M25D | YOW CHUAN PLAZA | 300044338 | WKLC/PPU/G00011/MB2P5 | 2P5 | CLOSED | PPU KEWALRAM | KUALA LUMPUR PUSAT | TAMCO | INST |  | Pass | null
378315886 | Existing |  | VACUUM | 11 kV | 0 | TNB | DISTRIBUTION | [6 empty] | 50436 | CLOSED |  | KUALA LUMPUR PUSAT |  |  |  | Pass | null
405256444 | Existing | 40538 | VACUUM | 11 kV | 630 | TNB | DISTRIBUTION |  |  | VFT-12-106 | BUS-SECTION | 311406679 | WKLC/PCE/J01417/MB40538 | 40538 | CLOSED | KUARTERS TUDM JLN LAPANGAN TERBANG LAMA | KUALA LUMPUR SELATAN | EPE | INST | YTBC | Fail | Please check "Operational Area"
63373189 | Existing | VCB5 | VACUUM | 11 kV | 630 | TNB | DISTRIBUTION |  | TOSHIBA | VK-10J25D | KOMPLEK TELEKOM | 300043889 | WKLC/PMU/G00002/NB5 |  | CLOSED | PMU BUKIT MAHKAMAH 132/33/11KV | KUALA LUMPUR PUSAT | TOSHIBA | INST |  | Pass | null
377363716 | Existing | VCB7 | VACUUM | 11 kV | 630 | TNB | DISTRIBUTION |  | TAMCO | VK-10J20D | ANGKASA IMPIAN JLN SAHABAT | 300044270 | WKLC/PPU/G00008/NB7 | 7 | CLOSED | PPU JALAN PUDU | KUALA LUMPUR PUSAT |  | INST |  | Pass | null
377363908 | Existing | 1P5 | VACUUM | 33 kV | 1 | TNB | DISTRIBUTION |  | TAMCO | VY-30M25D | 1P5-PMU GALLOWAY | 300044250 | WKLC/PPU/G00008/MB1P5 | 1P5 | CLOSED | PPU JALAN PUDU | KUALA LUMPUR PUSAT | TAMCO | INST |  | Pass | null
377363844 | Existing | 2HO | VACUUM | 33 kV | 1 | TNB | DISTRIBUTION |  | TAMCO | VY-30M25D | 2HO-30MVA TX2 | 300044251 | WKLC/PPU/G00008/MB2HO | 2HO | CLOSED | PPU JALAN PUDU | KUALA LUMPUR PUSAT | TAMCO | INST |  | Pass | null
415746468 | Existing | 20343 | VACUUM | 11 kV | 630 | TNB | DISTRIBUTION |  |  | N/A | TX | 311435015 | WKLC/PCE/J00013/MB52522 | 52522 | CLOSED | HOTEL NOVA | KUALA LUMPUR PUSAT | TAMCO | INST | YTBC | Pass | null
419288474 | Existing | 29671 | VACUUM | 11 kV | 630 | TNB | DISTRIBUTION |  |  | VFT12-106 | PANDAN COURT NO 2 | 300063372 | WKLC/PCE/J00402/MB29671 | 29671 | CLOSED | RUMAH KEDAI NO 1 PANDAN MEWAH | KUALA LUMPUR PUSAT | EPE | INST |  | Pass | null
417811852 | Existing | 1485 | VACUUM | 11 kV | 630 | TNB | DISTRIBUTION |  |  | BVP3 | P/U JLN SG BESI | 300245289 | WKLC/PCE/J01068/MB1485 | 1485 | CLOSED | KHET SENG MANSION | KUALA LUMPUR PUSAT | AEI | INST |  | Pass | null
419068672 | Existing | 37101 | VACUUM | 11 kV | 630 | TNB | DISTRIBUTION |  |  | HV-12 | PADAT NARKOTIK AMPANG BARU | 300265912 | WKLC/PCE/J01429/MB37101 | 37101 | CLOSED | JALAN 8, AMPANG NEW VILLAGE | KUALA LUMPUR PUSAT | TOPRANK | INST |  | Pass | null
377589093 | Existing | VCB8 | VACUUM | 33 kV | 630 | TNB | DISTRIBUTION |  |  | 10-VPR-25B | P/E PNB DARBY PARK JLN BINJAI | 300044662 | WKLC/PPU/G00022/NB8 | 8 | CLOSED | PPU PNB/LUTH | KUALA LUMPUR PUSAT | MITSUBISHI | INST |  | Pass | null
377364949 | Existing | VCB6 | VACUUM | 11 kV | 630 | TNB | DISTRIBUTION |  | TAMCO | VK-10J20DT | P/E WISMA GENTING | 300044242 | WKLC/PPU/G00007/NB6 | 6 | CLOSED | PPU HOTEL ISTANA | KUALA LUMPUR PUSAT | TAMCO | INST |  | Pass | null
377950759 | Existing | 1P5 | VACUUM | 33 kV | 1 | TNB | DISTRIBUTION |  | TAMCO | GV 30M 25D | POT END | 310104942 | WKLC/PPU/G00046/MB1P5 | 1P5 | CLOSED | PPU GRAND HYATT | KUALA LUMPUR PUSAT | TAMCO | INST | YTBC | Pass | null
377951584 | Existing | 4S5 | VACUUM | 33 kV | 1 | TNB | DISTRIBUTION |  | TAMCO | GV 30M 25D | 4S5 - SPARE | 300286425 | WKLC/SSU/G00009/MB4S5 | 4S5 | OPEN | SSU LOT C | KUALA LUMPUR PUSAT | TAMCO | INST |  | Pass | null
378317273 | Existing | 50806 | VACUUM | 11 kV | 630 | TNB | DISTRIBUTION |  |  | VK10J20H | PPU APSC CB 3 | 311302144 | WKLC/PCE/J01805/MB50806 | 50806 | CLOSED | PE KPJ AMPANG PUTERI | KUALA LUMPUR PUSAT | TAMCO | INST | YTBC | Pass | null
418115542 | Existing | 44265 | VACUUM | 11 kV | 630 | TNB | DISTRIBUTION |  |  | 8BK-88E A1 | SPARE PENGGUNA VIEW VISTA | 300244930 | WKLC/PCE/J01199/MB44265 | 44265 | OPEN | SSU INTERMARK JALAN TUN RAZAK | KUALA LUMPUR PUSAT | ITEM | INST |  | Pass | null
411731648 | Existing | 21676 | VACUUM | 11 kV | 630 | TNB | DISTRIBUTION |  |  | 3AH5 103-2 | TX 2 | 300245002 | WKLC/PCE/J00297/MB21676 | 21676 | CLOSED | RITCHIE COURT JLN RITCHIE OFF JLN AMPANG | KUALA LUMPUR PUSAT | ITEM | INST |  | Pass | null
416492272 | Existing | 4657 | VACUUM | 11 kV | 630 | TNB | DISTRIBUTION |  |  | SBV-4 TYPE A1 | TRANSFORMERS | 300245190 | WKLC/PCE/J01036/MB4657 | 4657 | CLOSED | JLN MARSH BRICKFILED | KUALA LUMPUR PUSAT | ALTENA | INST |  | Pass | null
405319311 | Existing | 42399 | VACUUM | 11 kV | 630 | TNB | DISTRIBUTION |  |  | 3AH5103-1 | P/E TMN JOBINA | 300066511 | WKLC/PCE/J00953/MB42399 | 42399 | CLOSED | BEVERLY HEIGHT NO.2 PINGGIRAN UKAY | KUALA LUMPUR TIMUR | ITEM | INST |  | Fail | Please check "Operational Area"
415746205 | Existing | 1493 | VACUUM | 11 kV | 630 | TNB | DISTRIBUTION |  |  | VMH 12 | MENARA D.B. PUSTAKA | 300244605 | WKLC/PCE/J00997/MB1493 | 1493 | CLOSED | WISMA PUTRA(INST DIPLOMASI&HUBUNGAN LUAR | KUALA LUMPUR PUSAT | LKH | INST |  | Pass | null
377374552 | Existing | VCB11 | VACUUM | 11 kV | 630 | TNB | DISTRIBUTION |  | SIEMENS | 8BK-88 | VCB11-SPARE | 300286508 | WKLC/PPU/G00036/NB11 | 11 | OPEN | PPU MID VALLEY | KUALA LUMPUR PUSAT |  |  |  | Pass | null
417999814 | Existing |  | VACUUM |  | 0 | TNB | DISTRIBUTION | [6 empty] | 14 | CLOSED | PPU BANDAR BARU AMPANG D-WKL-S04-9079 | KUALA LUMPUR PUSAT |  |  |  | Fail | Please check "Operating Voltage"
377362408 | Existing | VCB4 | VACUUM | 11 kV | 630 | TNB | DISTRIBUTION |  | TAMCO | VK 10J 20D | P/E PUSAT HIBURAN JLN PERAK | 300044355 | WKLC/PPU/G00011/NB4 | 4 | CLOSED | PPU KEWALRAM | KUALA LUMPUR PUSAT | TAMCO | INST |  | Pass | null
417862865 | Existing | 42657 | VACUUM | 11 kV | 630 | TNB | DISTRIBUTION |  |  | VK10J20H | P/E 202 DC CONDOMINIUM | 311297285 | WKLC/PCE/J01568/MB42657 | 42657 | OPEN | SSU MENARA HSC JALAN AMPANG | KUALA LUMPUR PUSAT | TAMCO | INST | YTBC | Pass | null
54985765 | Existing | 2HO | VACUUM | 33 kV | 1 | TNB | DISTRIBUTION |  | ITEM | 8DB 10 | 2HO - 30 MVA TX 2 | 300454794 | WKLC/PPU/G00041/MB2HO | 2HO | CLOSED | PPU SG PURUN | KUALA LUMPUR PUSAT | ITEM | INST |  | Pass | null
419596832 | Existing | 6769 | VACUUM | 11 kV | 630 | TNB | DISTRIBUTION |  |  | A-2/10 | SG WANG PLAZA | 300063677 | WKLC/PCE/J00454/MB6769 | 6769 | CLOSED | SON & SON | KUALA LUMPUR PUSAT | EPE | INST |  | Pass | null
377592510 | Existing | 4P5 | VACUUM | 33 kV | 1 | TNB | DISTRIBUTION |  | TAMCO | VY-30M25D | 4P5 - SPARE | 300044788 | WKLC/PPU/G00027/MB4P5 | 4P5 | CLOSED | PPU TASIK TAMBAHAN | KUALA LUMPUR PUSAT | TAMCO | INST |  | Pass | null
418933174 | Existing | 48284 | VACUUM | 11 kV | 630 | TNB | DISTRIBUTION |  |  | 12A20 | PENGGUNA 11KV | 300537359 | WKLC/PCE/J01645/MB8 | 48284 | CLOSED | SSU TRILLION JLN TUN RAZAK | KUALA LUMPUR PUSAT | EPE | INST | YTBC | Pass | null
377395472 | Existing | VCB10 | VACUUM | 11 kV | 630 | TNB | DISTRIBUTION |  | TAMCO | VK 10J 25D | JLN BINJAI KONDO MEWAH | 300044396 | WKLC/PPU/G00013/NB10 | 10 | CLOSED | PPU KLCC | KUALA LUMPUR PUSAT |  | INST |  | Pass | null
377396457 | Existing | 1HO |  | 33 kV | 1 | TNB | DISTRIBUTION |  | ABB | N/A | 30MV TX1 | 300044421 | WKLC/PPU/G00014/MB1HO | 1H0 | CLOSED | PPU LOW YATT | KUALA LUMPUR PUSAT | ABB | INST |  | Fail | Please check "InsulationType"
415895677 | Existing | 39648 | VACUUM | 11 kV | 630 | TNB | DISTRIBUTION |  |  | 3AH5 103 | PMU KLCC CB11 | 311319606 | WKLC/PCE/J01689/MB39648 | 39648 | CLOSED | THE BINJAI | KUALA LUMPUR PUSAT | ITEM | INST | YTBC | Pass | null
377588894 | Existing | VCB16 | VACUUM | 11 kV | 630 | TNB | DISTRIBUTION |  | TAMCO | VK 10J 20D | LOCAL TX | 300044628 | WKLC/PPU/G00021/NB16 | 16 | CLOSED | PPU PHILEO | KUALA LUMPUR PUSAT | TAMCO | INST |  | Pass | null
416823207 | Existing | 42668 | VACUUM | 11 kV | 630 | TNB | DISTRIBUTION |  |  | 3AH5 103-1 | PPU ROYAL CENDANA CB 13 | 300290909 | WKLC/PCE/J01553/MB42668 | 42668 | CLOSED | MENARA WORLDWIDE JLN BKT BINTANG | KUALA LUMPUR PUSAT | ITEM | INST |  | Pass | null
416823047 | Existing | 21052 | VACUUM | 11 kV | 630 | TNB | DISTRIBUTION |  |  | 12A20 | 11KV PENGGUNA | 300062435 | WKLC/PCE/J00228/MB21052 | 21052 | CLOSED | THE ASCOTT JALAN PINANG | KUALA LUMPUR PUSAT | EPE | INST |  | Pass | null
412254355 | Existing | 15252 | VACUUM | 11 kV | 630 | TNB | DISTRIBUTION |  |  | VMH12 | CONSUMER | 300063671 | WKLC/PCE/J00453/MB15252 | 15252 | CLOSED | CENTRAL PLAZA | KUALA LUMPUR PUSAT | LKH HSS | INST |  | Pass | null
377951289 | Existing |  | VACUUM | 11 kV | 0 | TNB | DISTRIBUTION | [6 empty] | 31 | CLOSED | PPU BANK KERJASAMA RAKYAT | KUALA LUMPUR PUSAT |  |  |  | Pass | null
417076715 | Existing | 51204 | VACUUM | 11 kV | 630 | TNB | DISTRIBUTION |  |  | 8BK-88E | SPARE | 311297228 | WKLC/PCE/J01691/MB51204 | 51204 | OPEN | SSU MENARA NAZA | KUALA LUMPUR PUSAT | ITEM | INST | YTBC | Pass | null
416832113 | Existing | 12546 | VACUUM | 11 kV | 800 | TNB | DISTRIBUTION |  |  | HV-12 | 11KV PENGGUNA | 300064182 | WKLC/PCE/J00550/MB12546 | 12546 | CLOSED | WISMA INAI | KUALA LUMPUR PUSAT | TOSHIBA | INST |  | Pass | null
417999551 | Existing |  | VACUUM | 11 kV | 0 | TNB | DISTRIBUTION | [6 empty] | 8 | CLOSED | PPU BANDAR BARU AMPANG D-WKL-S04-9079 | KUALA LUMPUR PUSAT |  |  |  | Pass | null
377376604 | Existing | VCB1 | VACUUM | 11 kV | 630 | TNB | DISTRIBUTION |  | EPE | VFT-12-106 | SSU BANYAN TREE SIGNATURE | 300286605 | WKLC/PPU/G00034/NB1 | 1 | CLOSED | PPU ROYAL CENDANA | KUALA LUMPUR PUSAT | EPE | INST |  | Pass | null
377376668 | Existing | 3P5 | VACUUM | 33 kV | 1 | TNB | DISTRIBUTION |  | EPE | BGA 36 | 3P5-PPU BUKIT BINTANG | 300286589 | WKLC/PPU/G00034/MB3P5 | 3P5 | CLOSED | PPU ROYAL CENDANA | KUALA LUMPUR PUSAT | EPE | INST |  | Pass | null
417669276 | Existing | 9977 | VACUUM | 11 kV | 630 | TNB | DISTRIBUTION |  |  | VK-10J20H | 11KV PENGGUNA | 300063751 | WKLC/PCE/J00468/MB9977 | 9977 | CLOSED | LOT 10 | KUALA LUMPUR PUSAT | TAMCO | INST |  | Pass | null
54986391 | Existing | VCB10 |  | 33 kV | 630 | TNB | DISTRIBUTION |  | ITEM | 8BK88 K10 | SPARE | 300454825 | WKLC/PPU/G00041/NB10 | 10-K10 | OPEN | PPU SG PURUN | KUALA LUMPUR PUSAT | ITEM | INST |  | Fail | Please check "InsulationType"
416586878 | Existing | 9993 | VACUUM | 11 kV | 630 | TNB | DISTRIBUTION |  |  | VK10J20H | TRANSFORMER 2 | 300244797 | WKLC/PCE/J01221/MB9993 | 9993 | CLOSED | ISTANA NEGARA | KUALA LUMPUR PUSAT | TAMCO | INST |  | Pass | null
377555500 | Existing | VCB12 | VACUUM | 11 kV | 630 | TNB | DISTRIBUTION |  | TAMCO | VK 10J 20D | P/E TRI JLN AMPANG | 300044539 | WKLC/PPU/G00018/NB12 | 12 | CLOSED | PPU NARAJAYA | KUALA LUMPUR PUSAT | TAMCO | INST |  | Pass | null
417046423 | Existing |  | VACUUM | 11 kV | 0 | TNB | DISTRIBUTION | [6 empty] | 13 | CLOSED |  | KUALA LUMPUR PUSAT |  |  |  | Pass | null
418107033 | Existing | 7194 | VACUUM | 11 kV | 630 | TNB | DISTRIBUTION |  |  | VBH-124-40 | TIARA DUTA BLOK A | 300065460 | WKLC/PCE/J00778/MB7194 | 7194 | CLOSED | TAMAN TAR NO.4 | KUALA LUMPUR PUSAT | AICHI | INST |  | Pass | null
417046455 | Existing |  | VACUUM | 33 kV | 0 | TNB | DISTRIBUTION | [6 empty] | 1 | CLOSED |  | KUALA LUMPUR PUSAT |  |  |  | Pass | null
416569564 | Existing | 12117 | VACUUM | 11 kV | 630 | TNB | DISTRIBUTION |  |  | VFT-12 | TX | 300061887 | WKLC/PCE/J00129/MB12117 | 12117 | CLOSED | JLN MADGE NO.2 KONDO | KUALA LUMPUR PUSAT | EPE | INST |  | Pass | null
378148189 | Existing | VCB1 | VACUUM | 11 kV | 630 | TNB | DISTRIBUTION |  | EPE | VFT-12D | P/E SG WANG PLAZA | 300286374 | WKLC/PMU/G00004/NB1 | 1 | CLOSED | PMU JALAN IMBI 132/33/11KV | KUALA LUMPUR PUSAT |  | INST |  | Pass | null
411335670 | Existing | 3609 | VACUUM | 11 kV | 630 | TNB | DISTRIBUTION |  |  | 12A20 | BANGUNAN ORIENTAL | 300062314 | WKLC/PCE/J00206/MB3609 | 3609 | CLOSED | WISMA TECK LEE | KUALA LUMPUR PUSAT | EPE | INST |  | Pass | null
418892898 | Existing | 7884 | VACUUM | 11 kV | 630 | TNB | DISTRIBUTION |  |  | 8BK-88E | KELAB REKREASI & RESTORAN JLN | 300064348 | WKLC/PCE/J00579/MB7884 | 7884 | OPEN | WISMA MBF(OSK PLAZA) | KUALA LUMPUR PUSAT | ITEM | INST |  | Pass | null
415990195 | Existing | 43460 | VACUUM | 11 kV | 630 | TNB | DISTRIBUTION |  |  | VK10J20H | PPU MIHARJA CB5 | 300293478 | WKLC/PCE/J01577/MB43460 | 43460 | CLOSED | SSU UE3 TAMAN MIHARJA | KUALA LUMPUR PUSAT | TAMCO | INST |  | Pass | null
399191884 | Existing | 15868 | VACUUM | 11 kV | 630 | TNB | DISTRIBUTION |  |  | VMH12 | TX | 300064508 | WKLC/PCE/J00606/MB15868 | 15868 | CLOSED | VILLA AMPANG | KUALA LUMPUR TIMUR | LKH | INST |  | Fail | Please check "Operational Area"
418227397 | Existing | 9471 | VACUUM | 11 kV | 630 | TNB | DISTRIBUTION |  |  | VFT-12 | HOTEL CONCORDE | 300063934 | WKLC/PCE/J00503/MB9474 | 9474 | CLOSED | ECAFE BARU | KUALA LUMPUR PUSAT | EPE | INST |  | Pass | null
419287975 | Existing | 17053 | VACUUM | 11 kV | 630 | TNB | DISTRIBUTION |  |  | 8BK-88E A1 | TX 2 | 10001039 | WKLC/PCE/J00215/MB17053 | 17053 | CLOSED | PANDAN MEWAH HEIGHTS JLN MEWAH UTARA | KUALA LUMPUR PUSAT | ITEM | INST |  | Pass | null
416969720 | Existing | 8020 | VACUUM | 11 kV | 630 | TNB | DISTRIBUTION |  |  | 12A20 | JALAN MADGE NO 2 | 300244969 | WKLC/PCE/J00007/MB8020 | 8020 | OPEN | AMPANG CITY COMPLEX | KUALA LUMPUR PUSAT | EPE | INST |  | Pass | null
415556983 | Existing | 41314 | VACUUM | 11 kV | 630 | TNB | DISTRIBUTION |  |  | VFT 12 | PPU JALAN PUDU CB 9 | 300284787 | WKLC/PCE/J01507/MB41314 | 41314 | CLOSED | PE SWISS GARDEN RESIDENCY | KUALA LUMPUR PUSAT | EPE | INST |  | Pass | null
418063876 | Existing | 11736 | VACUUM | 11 kV | 630 | TNB | DISTRIBUTION |  |  | VFT-12 | TRANSFORMER | 300244907 | WKLC/PCE/J01018/MB11736 | 11736 | CLOSED | MENARA WESLEY CHURCH | KUALA LUMPUR PUSAT | EPE | INST |  | Pass | null
377672937 | Existing | VCB4 | VACUUM | 11 kV | 630 | TNB | DISTRIBUTION |  | TAMCO | VK 10J20D | SRI AMPANG HILIR CONDO | 300044003 | WKLC/PMU/G00007/NB4 | 4 | CLOSED | PMU PANDAN MAJU 132/33/11KV | KUALA LUMPUR PUSAT | TAMCO | INST |  | Pass | null
416346707 | Existing | 40073 | VACUUM | 11 kV | 630 | TNB | DISTRIBUTION |  |  | VFT12 | TX1 | 300268662 | WKLC/PCE/J01445/MB40073 | 40073 | CLOSED | IDAMAN RESIDENCE JLN LAW YEE SWEE | KUALA LUMPUR PUSAT | EPE | INST |  | Pass | null
412297657 | Existing | 11343 | VACUUM | 11 kV | 630 | TNB | DISTRIBUTION |  |  | VFT12 | TX 2 | 300063819 | WKLC/PCE/J00481/MB11343 | 11343 | CLOSED | KASSIM CHAN ( MENARA HARTA PRIMA ) | KUALA LUMPUR PUSAT | EPE | INST |  | Pass | null
377304268 | Existing | VCB2 | VACUUM | 11 kV | 630 | TNB | DISTRIBUTION |  | TAMCO | VK 10J 20DT | CB 2 - DESA ANGKASA | 300044896 | WKLC/PPU/G00031/NB2 | 2 | CLOSED | PPU YOW CHUAN PLAZA | KUALA LUMPUR PUSAT | TAMCO | INST |  | Pass | null
377361975 | Existing | VCB4 | VACUUM | 11 kV | 630 | TNB | DISTRIBUTION |  | REYROLLE | LMVP/X5/M0 | MENARA HAW PAR | 300044378 | WKLC/PPU/G00012/NB4 | 4 | CLOSED | PPU KL TOWN | KUALA LUMPUR PUSAT | REYROLLE | INST |  | Pass | null
377364290 | Existing | VCB12 | VACUUM | 11 kV | 630 | TNB | DISTRIBUTION |  | TAMCO | VK-10J20D | STESEN MONORAIL JLN HANG TUAH | 300044259 | WKLC/PPU/G00008/NB12 | 12 | CLOSED | PPU JALAN PUDU | KUALA LUMPUR PUSAT |  | INST |  | Pass | null
418074560 | Existing | 876 | VACUUM | 11 kV | 630 | TNB | DISTRIBUTION |  |  | VFT-12 | P/U RODGER STREET (CB#9) | 300244915 | WKLC/PCE/J01073/MB876 | 876 | CLOSED | STADIUM NEGARA | KUALA LUMPUR PUSAT | EPE | INST |  | Pass | null
377556190 | Existing | VCB32 | VACUUM | 11 kV | 2 | TNB | DISTRIBUTION |  | TAMCO | VK10P25D | 30 MVA TX 2 | 300044575 | WKLC/PPU/G00019/NB32 | 32 | CLOSED | PPU PANDAN INDAH | KUALA LUMPUR PUSAT | TAMCO | INST |  | Pass | null
415990052 | Existing | 34110 | VACUUM | 11 kV | 630 | TNB | DISTRIBUTION |  |  | 8BK-88 B2 | CONSUMER | 300245004 | WKLC/PCE/J01137/MB34110 | 34110 | CLOSED | QUEEN'S AVENUE JALAN SHELLY | KUALA LUMPUR PUSAT | ITEM | INST |  | Pass | null
377399640 | Existing | VCB3 | VACUUM | 11 kV | 630 | TNB | DISTRIBUTION |  | TAMCO | VK 10J 20D | MENARA LION NO 2 | 300044544 | WKLC/PPU/G00018/NB3 | 3 | CLOSED | PPU NARAJAYA | KUALA LUMPUR PUSAT | TAMCO | INST |  | Pass | null
416346680 | Existing | 40076 | VACUUM | 11 kV | 630 | TNB | DISTRIBUTION |  |  | VFT12 | SPARE | 300268665 | WKLC/PCE/J01445/MB40076 | 40076 | OPEN | IDAMAN RESIDENCE JLN LAW YEE SWEE | KUALA LUMPUR PUSAT | EPE | INST |  | Pass | null
415745610 | Existing | 20341 | VACUUM | 11 kV | 630 | TNB | DISTRIBUTION |  |  | VK10J20H | OPTIMA HOTEL | 300061254 | WKLC/PCE/J00013/MB20341 | 20341 | CLOSED | HOTEL NOVA | KUALA LUMPUR PUSAT | TAMCO | INST |  | Pass | null
377692351 | Existing | 22L5 | VACUUM | 33 kV | 1 | TNB | DISTRIBUTION |  | TAMCO | N/A | SPARE | 300286623 | WKLC/PMU/G00007/MB22L5 | 22 | OPEN | PMU PANDAN MAJU 132/33/11KV | KUALA LUMPUR PUSAT | TAMCO | INST |  | Pass | null
377302559 | Existing | VCB6 | VACUUM | 11 kV | 630 | TNB | DISTRIBUTION |  |  | 10-VPR-25B | VCB 6 - P/E MORTEGO LRG PERAK | 300044851 | WKLC/PPU/G00029/NB6 | 6 | CLOSED | PPU UDA BUKIT NENAS | KUALA LUMPUR PUSAT | MITSUBISHI | INST |  | Pass | null
416105946 | Existing | 18083 | VACUUM | 11 kV | 630 | TNB | DISTRIBUTION |  |  | VMH12 | PUSAT KOMERSIAL TMN DAGANG NO | 300064835 | WKLC/PCE/J00661/MB18083 | 18083 | CLOSED | PUSAT KOMMERCIAL TAMAN DAGANG NO.1 | KUALA LUMPUR PUSAT | LKH | INST |  | Pass | null
377799131 | Existing | VCB30 | VACUUM | 11 kV | 2 | TNB | DISTRIBUTION |  | TAMCO | VK10P25H | BUS SECTION | 300044323 | WKLC/PPU/G00010/NB30 | 30 | CLOSED | PPU JALAN SG BESI | KUALA LUMPUR PUSAT | TAMCO | INST |  | Pass | null
419533107 | Existing | 42806 | VACUUM | 11 kV | 630 | TNB | DISTRIBUTION |  |  | VK10J20H | MSB PENGGUNA 11KV | 300292687 | WKLC/PCE/J01561/MB42806 | 42806 | CLOSED | WISMA UNIEON JALAN PASAR BARU | KUALA LUMPUR PUSAT | TAMCO | INST |  | Pass | null
417867987 | Existing | 18685 | VACUUM | 11 kV | 630 | TNB | DISTRIBUTION |  |  | VMH 12 | TX 2 | 300065076 | WKLC/PCE/J00705/MB18685 | 18685 | CLOSED | TIARA CONDO BLOCK D | KUALA LUMPUR PUSAT | LKH | INST |  | Pass | null
417898253 | Existing | 30635 | VACUUM | 11 kV | 630 | TNB | DISTRIBUTION |  |  | 3AH5103-2Z | P/E BLOK B P'PURI PANDAN MEWAH | 300062618 | WKLC/PCE/J00264/MB30635 | 30635 | CLOSED | RESTORAN MC DONALDS JLN. PANDAN MEWAH | KUALA LUMPUR PUSAT | ITEM | INST |  | Pass | null
417033412 | Existing | 32773 | VACUUM | 11 kV | 630 | TNB | DISTRIBUTION |  |  | HV-12 | PPU STARHILL | 300245906 | WKLC/PCE/J01366/MB32773 | 32773 | OPEN | RITZ CARLTON HOTEL NO.2 | KUALA LUMPUR PUSAT | TOPRANK | INST |  | Pass | null
411988999 | Existing | 15397 | VACUUM | 11 kV | 630 | TNB | DISTRIBUTION |  |  | VK10J20H | TRANSFORMER | 300244756 | WKLC/PCE/J01011/MB15397 | 15397 | CLOSED | LRT MALURI | KUALA LUMPUR PUSAT | TAMCO | INST |  | Pass | null
418932643 | Existing | 19351 | VACUUM | 11 kV | 630 | TNB | DISTRIBUTION |  |  | HV-12 | PANGSAPURI VISTA DAMAI | 300536441 | WKLC/PCE/J00211/MB19351 | 19351 | CLOSED | PANGSAPURI VISTA DAMAI N0.2 | KUALA LUMPUR PUSAT | Toshiba | INST | YTBC | Pass | null
402493815 | Existing | 7277 | VACUUM | 11 kV | 400 | TNB | DISTRIBUTION |  |  | VBH-124-40 | ALATUBAH 750 KVA | 300065292 | WKLC/PCE/J00747/MB7277 | 7277 | CLOSED | UKAY HEIGHT CONDOMINIUM | KUALA LUMPUR TIMUR | AICHI | INST |  | Fail | Please check "Operational Area"
415092636 | Existing | 46466 | VACUUM | 11 kV | 630 | TNB | DISTRIBUTION |  |  | 12A20 | PENGGUNA 11KV TWR 2 INC. NO.2 | 300450879 | WKLC/PCE/J01621/MB46466 | 46466 | CLOSED | SSU BANK RAKYAT JLN TRAVERS | KUALA LUMPUR PUSAT | EPE | INST |  | Pass | null
377673243 | Existing | VCB6 | VACUUM | 11 kV | 630 | TNB | DISTRIBUTION |  | TAMCO | VK 10J20D | SPARE | 300044005 | WKLC/PMU/G00007/NB6 | 6 | OPEN | PMU PANDAN MAJU 132/33/11KV | KUALA LUMPUR PUSAT | TAMCO | INST |  | Pass | null
416457934 | Existing | 286 | VACUUM | 11 kV | 400 | TNB | DISTRIBUTION |  |  | BVP3 | TRANSFORMER 1 | 300245333 | WKLC/PCE/J00996/MB286 |  | CLOSED | LOKE YEW ROAD FLAT NO.1 | KUALA LUMPUR PUSAT | FERGUSON PAILIN | INST |  | Pass | null
377949396 | Existing | VCB4 | VACUUM | 11 kV | 630 | TNB | DISTRIBUTION |  | TAMCO | VK 10J 20D | CITY PROPERTIES | 300286554 | WKLC/PPU/G00037/NB4 | 4 | CLOSED | PPU PLAZA DUTA (AVENUE K) | KUALA LUMPUR PUSAT | TAMCO | INST |  | Pass | null
377949300 | Existing | VCB5 | VACUUM | 11 kV | 630 | TNB | DISTRIBUTION |  | TAMCO | VK 10J 20D | MAYANG COURT | 300286546 | WKLC/PPU/G00037/NB5 | 5 | CLOSED | PPU PLAZA DUTA (AVENUE K) | KUALA LUMPUR PUSAT | TAMCO | INST |  | Pass | null
378317272 | Existing | 50810 | VACUUM | 11 kV | 630 | TNB | DISTRIBUTION |  |  | VK10J20H | MSB PENGGUNA 11KV | 311302146 | WKLC/PCE/J01805/MB50810 | 50810 | CLOSED | PE KPJ AMPANG PUTERI | KUALA LUMPUR PUSAT | TAMCO | INST | YTBC | Pass | null
378317240 | Existing | 50809 | VACUUM | 11 kV | 630 | TNB | DISTRIBUTION |  |  | VK10J20H | BUS-TIE | 311302145 | WKLC/PCE/J01805/MB50809 | 50809 | CLOSED | PE KPJ AMPANG PUTERI | KUALA LUMPUR PUSAT | TAMCO | INST | YTBC | Pass | null
63372925 | Existing | 1TO | VACUUM | 33 kV | 2 | TNB | DISTRIBUTION |  | TOSHIBA | VY30P25D | 132/33 INCOMER 1 | 300043863 | WKLC/PMU/G00002/MB1TO | 1T0 | CLOSED | PMU BUKIT MAHKAMAH 132/33/11KV | KUALA LUMPUR PUSAT | TOSHIBA | INST |  | Pass | null
377375440 | Existing | VCB9 | VACUUM | 11 kV | 630 | TNB | DISTRIBUTION |  | EPE | N/A | SPARE | 300285812 | WKLC/PPU/G00032/NB9 | 9 | OPEN | PPU HOSPITAL AMPANG | KUALA LUMPUR PUSAT | EPE | INST |  | Pass | null
377375408 | Existing | VCB13 | VACUUM | 11 kV | 630 | TNB | DISTRIBUTION |  | EPE | VFT-12 | P/E NO2 RMH KEDAI P.MEWAH | 300285814 | WKLC/PPU/G00032/NB13 | 13 | CLOSED | PPU HOSPITAL AMPANG | KUALA LUMPUR PUSAT | EPE | INST |  | Pass | null
382788963 | Existing |  |  | 11 kV | 0 | TNB | DISTRIBUTION | [7 empty] | CLOSED |  | KUALA LUMPUR |  |  |  | Fail | Please check "Operational Area"
411700198 | Existing |  | VACUUM | 11 kV | 0 | TNB | DISTRIBUTION | [6 empty] | 51823 | CLOSED | THE RUMA JLN KIA PENG | KUALA LUMPUR PUSAT |  |  |  | Pass | null
416002756 | Existing | 18492 | VACUUM | 11 kV | 630 | TNB | DISTRIBUTION |  |  | VK 10J20H | TX | 300062098 | WKLC/PCE/J00166/MB18492 | 18492 | CLOSED | P/PURI DAMAI SURIA JLN U-THANT | KUALA LUMPUR PUSAT | TAMCO | INST |  | Pass | null
416303607 | Existing |  | VACUUM | 11 kV | 0 | TNB | DISTRIBUTION | [6 empty] | 48364 | CLOSED | SSU GLENEAGLES JLN AMPANG | KUALA LUMPUR PUSAT |  |  |  | Pass | null
416867725 | Existing | 33661 | VACUUM | 11 kV | 630 | TNB | DISTRIBUTION |  |  | 8BK-88 A1 | TRANSFORMER 2 | 300245207 | WKLC/PCE/J01157/MB33661 | 33661 | CLOSED | NO.2 P/PURI BT 2 1/2 CHERAS | KUALA LUMPUR PUSAT | ITEM | INST |  | Pass | null
411747402 | Existing | 38636 | VACUUM | 11 kV | 630 | TNB | DISTRIBUTION |  |  | 3AH5 103-1 | TX | 300255003 | WKLC/PCE/J01386/MB38635 | 38635 | CLOSED | NO.3 AMPER AVENUE KG PANDAN | KUALA LUMPUR PUSAT | ITEM | INST |  | Pass | null
377591841 | Existing | VCB11 | VACUUM | 11 kV | 630 | TNB | DISTRIBUTION |  | TAMCO | VK 10J 20D | TMN KOSAS NO 8 | 300044763 | WKLC/PPU/G00026/NB11 | 11 | CLOSED | PPU TAMAN KOSAS | KUALA LUMPUR PUSAT | TAMCO | INST |  | Pass | null
416569698 | Existing | 9739 | VACUUM | 11 kV | 630 | TNB | DISTRIBUTION |  |  | VK-10J20H | KEDUTAAN PERANCIS | 10001029 | WKLC/PCE/J00244/MB9739 | 9739 | CLOSED | 212 KONDO | KUALA LUMPUR PUSAT | TAMCO | INST |  | Pass | null
377588925 | Existing | VCB18 | VACUUM | 11 kV | 630 | TNB | DISTRIBUTION |  | TAMCO | VK 10J 25D | SPARE | 300316668 | WKLC/PPU/G00021/NB18 | 18 | CLOSED | PPU PHILEO | KUALA LUMPUR PUSAT | TAMCO | INST |  | Pass | null
377591905 | Existing | VCB12 | VACUUM | 11 kV | 630 | TNB | DISTRIBUTION |  | TAMCO | VK 10J 20D | AYERS TOWER | 300044764 | WKLC/PPU/G00026/NB12 | 12 | CLOSED | PPU TAMAN KOSAS | KUALA LUMPUR PUSAT | TAMCO | INST |  | Pass | null
378147626 | Existing |  | VACUUM | 11 kV | 0 | TNB | DISTRIBUTION | [6 empty] | 11 | OPEN | PPU KL ECO CITY NO 2 | KUALA LUMPUR PUSAT |  |  |  | Pass | null
416994648 | Existing | 11470 | VACUUM | 11 kV | 630 | TNB | DISTRIBUTION |  |  | VFT12 | TX | 300063884 | WKLC/PCE/J00494/MB11470 | 11470 | CLOSED | MENARA PAN GLOBAL | KUALA LUMPUR PUSAT | EPE | INST |  | Pass | null
416019903 | Existing | 38728 | VACUUM | 11 kV | 630 | TNB | DISTRIBUTION |  |  | VK10J20H | P/E BLK PJBT LT 170 JLN PERAK | 300284072 | WKLC/PCE/J01486/MB38728 | 38728 | CLOSED | BEVERLY TOWER JLN PINANG | KUALA LUMPUR PUSAT | TAMCO | INST |  | Pass | null
377950719 | Existing | 3P5 | VACUUM | 33 kV | 1 | TNB | DISTRIBUTION |  | TAMCO | GV 30M 25D | PPU KEWALRAM | 310104997 | WKLC/PPU/G00046/MB3P5 | 3P5 | CLOSED | PPU GRAND HYATT | KUALA LUMPUR PUSAT | TAMCO | INST | YTBC | Pass | null
417076682 | Existing | 46507 | VACUUM | 11 kV | 630 | TNB | DISTRIBUTION |  |  | 8BK-88E | CONSUMER 11KV | 300537645 | WKLC/PCE/J01691/MB1 | 46507 | CLOSED | SSU MENARA NAZA | KUALA LUMPUR PUSAT | ITEM | INST | YTBC | Pass | null
418115536 | Existing | 44266 | VACUUM | 11 kV | 630 | TNB | DISTRIBUTION |  |  | 8BK-88E A1 | PENGGUNA 11KV INTERGRA TOWER | 300244653 | WKLC/PCE/J01199/MB44266 | 44266 | OPEN | SSU INTERMARK JALAN TUN RAZAK | KUALA LUMPUR PUSAT | ITEM | INST |  | Pass | null
378157357 | Existing | 1WO | VACUUM | 33 kV | 2 | TNB | DISTRIBUTION |  | TOSHIBA | VY-30P25D | 1WO - BUS COUPLER | 300043896 | WKLC/PMU/G00003/MB1WO | 1WO | CLOSED | PMU GALLOWAY 132/33KV | KUALA LUMPUR PUSAT | TOSHIBA | INST |  | Pass | null
417309131 | Existing | 30652 | VACUUM | 11 kV | 630 | TNB | DISTRIBUTION |  |  | 8BK-88 | JALAN UTARA | 300061238 | WKLC/PCE/J00009/MB30652 | 30652 | OPEN | HOTEL WESTIN | KUALA LUMPUR PUSAT | ITEM | INST |  | Pass | null
417308971 | Existing | 7293 | VACUUM | 11 kV | 630 | TNB | DISTRIBUTION |  |  | VK10J20H | KL PLAZA CONSUMER | 300245381 | WKLC/PCE/J00536/MB7293 | 7293 | CLOSED | KL PLAZA | KUALA LUMPUR PUSAT | TAMCO | INST |  | Pass | null
411739691 | Existing |  | VACUUM | 11 kV | 0 | TNB | DISTRIBUTION | [6 empty] | 51933 | CLOSED | SSU PANDAN MAS 2B | KUALA LUMPUR PUSAT |  |  |  | Pass | null
417953569 | Existing | 20605 | VACUUM | 11 kV | 630 | TNB | DISTRIBUTION |  |  | VK10J20H | TAMAN MULIA JAYA NO 3 | 300065440 | WKLC/PCE/J00774/MB20605 | 20605 | CLOSED | TAMAN MULIA JAYA NO.4 | KUALA LUMPUR PUSAT | TAMCO | INST |  | Pass | null
54986390 | Existing | VCB8 |  | 33 kV | 630 | TNB | DISTRIBUTION |  | ITEM | 8BK88 K08 | JLN SAUJANA2 TM S'JANA AMPANG | 300454824 | WKLC/PPU/G00041/NB8 | 8-K08 | CLOSED | PPU SG PURUN | KUALA LUMPUR PUSAT | ITEM | INST |  | Fail | Please check "InsulationType"
416586877 | Existing | 2025 | VACUUM | 11 kV | 630 | TNB | DISTRIBUTION |  |  | VK10J20H | JALAN BELLAMY | 300244796 | WKLC/PCE/J01221/MB2025 | 2025 | CLOSED | ISTANA NEGARA | KUALA LUMPUR PUSAT | TAMCO | INST |  | Pass | null
377692416 | Existing | VCB12 | VACUUM | 11 kV | 630 | TNB | DISTRIBUTION |  | TAMCO | VK 10J20D | P/E PANDAN MAJU | 300043996 | WKLC/PMU/G00007/NB13 | 13 | CLOSED | PMU PANDAN MAJU 132/33/11KV | Unknown |  |  |  | Fail | Please check "Operational Area"
419597329 | Existing |  | VACUUM | 11 kV | 0 | TNB | DISTRIBUTION |  |  | 8BK-88E A1 |  | 311561384 | WKLC/PCE/J01898/MB5 | 52519 | CLOSED | PE MENARA M101 JALAN BABA | KUALA LUMPUR PUSAT | ITEM INDUSTRIAL ENGINEERING | INST | YTBC | Pass | null
418875708 | Existing | 7425 | VACUUM | 11 kV | 630 | TNB | DISTRIBUTION |  |  | VBH-124-40 | KOMPLEKS KEWANGAN | 300063875 | WKLC/PCE/J00492/MB7425 | 7425 | CLOSED | MENARA SMI | KUALA LUMPUR PUSAT | AICHI | INST |  | Pass | null
417145642 | Existing |  | VACUUM | 11 kV | 0 | TNB | DISTRIBUTION | [6 empty] | 52629 | CLOSED | PE Aria Jalan Tun Razak | KUALA LUMPUR PUSAT |  |  |  | Pass | null
403305373 | Existing | 37086 | VACUUM | 11 kV | 800 | TNB | DISTRIBUTION |  |  | HV-12 | TX | 300255010 | WKLC/PCE/J01387/MB37086 | 37086 | CLOSED | JLN KELAB UKAY UTAMA | KUALA LUMPUR TIMUR | TOPRANK | INST |  | Fail | Please check "Operational Area"
417046358 | Existing |  | VACUUM |  | 0 | TNB | DISTRIBUTION | [6 empty] | 2BS | CLOSED |  | KUALA LUMPUR PUSAT |  |  |  | Fail | Please check "Operating Voltage"
417046518 | Existing |  | VACUUM | 33 kV | 0 | TNB | DISTRIBUTION | [6 empty] | 1BS | CLOSED |  | KUALA LUMPUR PUSAT |  |  |  | Pass | null
419081937 | Existing | 47143 | VACUUM | 11 kV | 630 | TNB | DISTRIBUTION |  |  | 3AH5104-2 | SPARE | 311302163 | WKLC/PCE/J01680/MB47143 | 47143 | OPEN | MENARA HAP SENG JLN TENGAH | KUALA LUMPUR PUSAT | ITEM | INST | YTBC | Pass | null
412306032 | Existing | 10130 | VACUUM | 11 kV | 630 | TNB | DISTRIBUTION |  |  | VCB | TX 2 | 10000979 | WKLC/PCE/J00287/MB10130 | 10130 | CLOSED | REGENCY TOWER | KUALA LUMPUR PUSAT | GEC | INST |  | Pass | null
378149045 | Existing | 9L5 | VACUUM | 33 kV | 1 | TNB | DISTRIBUTION |  | TAMCO | VY 30M25D | SPARE | 300043859 | WKLC/PMU/G00001/MB9L5 | 9L5 | OPEN | PMU BRICKFIELD 132/33KV | KUALA LUMPUR PUSAT | TAMCO | INST |  | Pass | null
412229962 | Existing | 22021 | VACUUM | 11 kV | 630 | TNB | DISTRIBUTION |  |  | VK 10J20H | TRANSFORMER 1 - DIRECT CONSUME | 300245074 | WKLC/PCE/J01271/MB22021 | 22021 | CLOSED | UNITED TOWER LRG KAPAR | KUALA LUMPUR PUSAT | TAMCO | INST |  | Pass | null
400837766 | Existing | 15973 | VACUUM | 11 kV | 630 | TNB | DISTRIBUTION |  |  | VK10J20H | 11 KV PENGGUNA | 300064729 | WKLC/PCE/J00644/MB15973 | 15973 | CLOSED | PUSAT PERUBATAN GLENEAGLES INTAN NO 2 | KUALA LUMPUR TIMUR | TAMCO | INST |  | Fail | Please check "Operational Area"
412288686 | Existing | 9040 | VACUUM | 11 kV | 630 | TNB | DISTRIBUTION |  |  | VFT-12-106 | SWISS GARDEN HOTEL | 300244880 | WKLC/PCE/J01043/MB9040 | 9040 | CLOSED | KOPERASI MEWAH | KUALA LUMPUR PUSAT | EPE | INST |  | Pass | null
418150469 | Existing | 42858 | VACUUM | 11 kV | 630 | TNB | DISTRIBUTION |  |  | 3AH5 103-1 | BUS SECTION | 300292925 | WKLC/PCE/J01565/MB42858 | 42858 | CLOSED | APARTMENT PANORAMA NO.2 PERS HAMPSHIRE | KUALA LUMPUR PUSAT | ITEM | INST |  | Pass | null
377636064 | Existing | VCB32 | VACUUM | 11 kV | 2 | TNB | DISTRIBUTION |  | TAMCO | VK 10P 25D | 30 MVA TX 2 | 300044825 | WKLC/PPU/G00028/NB32 | 32 | CLOSED | PPU TELEKOM BRICKFIELD | KUALA LUMPUR PUSAT | TAMCO | INST |  | Pass | null
418734124 | Existing | 6813 | VACUUM | 11 kV | 630 | TNB | DISTRIBUTION |  |  | VFT 12 | JALAN ANGSOKA | 300063624 | WKLC/PCE/J00445/MB6813 | 6813 | OPEN | PE DOWN TOWN CONDO | KUALA LUMPUR PUSAT | EPE | INST |  | Pass | null
412327745 | Existing | 475 | VACUUM | 11 kV | 630 | TNB | DISTRIBUTION |  |  | N/A | STOR POS MALAYSIA JLN CHAN SOW | 300245350 | WKLC/PCE/J00992/MB475 | 475 | CLOSED | CHAN SOW LIN NO.1 | KUALA LUMPUR PUSAT | FERGUSON PAILIN | INST |  | Pass | null
416346706 | Existing | 40072 | VACUUM | 11 kV | 630 | TNB | DISTRIBUTION |  |  | VFT12 | MENARA BUDAYA | 300268661 | WKLC/PCE/J01445/MB40072 | 40072 | CLOSED | IDAMAN RESIDENCE JLN LAW YEE SWEE | KUALA LUMPUR PUSAT | EPE | INST |  | Pass | null
377692313 | Existing | 21L5 | VACUUM | 33 kV | 1 | TNB | DISTRIBUTION |  | TAMCO | VY30M25D | SPARE | 300286629 | WKLC/PMU/G00007/MB21L5 | 21 | OPEN | PMU PANDAN MAJU 132/33/11KV | KUALA LUMPUR PUSAT | TAMCO | INST |  | Pass | null
377693074 | Existing | 7L5 | VACUUM |  | 1 | TNB | DISTRIBUTION |  | EPE | VJ-32DBB | KL SENTRAL (H05) | 300043957 | WKLC/PMU/G00006/MB7L5 | 7L5 | CLOSED | PMU MID VALLEY 132/33/11KV | KUALA LUMPUR PUSAT | EPE | INST |  | Fail | Please check "Operating Voltage"
415990179 | Existing | 29054 | VACUUM | 11 kV | 630 | TNB | DISTRIBUTION |  |  | 8BK-88 A1 | JLN PEEL | 300061456 | WKLC/PCE/J00052/MB29054 | 29054 | OPEN | PLAZA 393 JALAN SHELLY | KUALA LUMPUR PUSAT | ITEM | INST |  | Pass | null
417634476 | Existing | 4945 | VACUUM | 11 kV | 600 | TNB | DISTRIBUTION |  |  | BVP.500 | TRANSFORMERS | 300245244 | WKLC/PCE/J01016/MB4945 | 4945 | CLOSED | ENE JLN BIRCH | KUALA LUMPUR PUSAT | GREAT BRITAIN | INST |  | Pass | null
418227798 | Existing | 51497 | VACUUM | 11 kV | 630 | TNB | DISTRIBUTION |  |  | HV-12 | PPU SRI KELADI CB 12 | 311279604 | WKLC/PCE/J01865/MB51497 | 51497 | CLOSED | SSU IBIS HOTEL | KUALA LUMPUR PUSAT | TOSHIBA | INST | YTBC | Pass | null
411997968 | Existing | 50787 | VACUUM | 11 kV | 630 | TNB | DISTRIBUTION |  |  | VK10J20H | TX 1000KVA | 311297358 | WKLC/PCE/J01802/MB50787 | 50787 | CLOSED | PE SUNWAY VELOCITY FASA 3D | KUALA LUMPUR PUSAT | TAMCO | INST | YTBC | Pass | null
377695887 | Existing | VCB5 | VACUUM | 11 kV | 630 | TNB | DISTRIBUTION |  | TAMCO | VK10J20H | JLN LEELA RATOS | 300044328 | WKLC/PPU/G00010/NB5 | 5 | CLOSED | PPU JALAN SG BESI | KUALA LUMPUR PUSAT | TAMCO | INST |  | Pass | null
377952086 | Existing | VCB11 | VACUUM | 11 kV | 630 | TNB | DISTRIBUTION |  | ITEM | 8BK88 K11 | P/E PLAZA ATRIUM LRG P.RAMLE | 300451600 | WKLC/PPU/G00039/NB11 | 11 | CLOSED | PPU ST MARY | KUALA LUMPUR PUSAT | ITEM | INST |  | Pass | null
377364947 | Existing | VCB14 | VACUUM | 11 kV | 630 | TNB | DISTRIBUTION |  | TAMCO | VK-10J20DT | P/E WISMA BUDIMAN | 300287503 | WKLC/PPU/G00007/NB14 | 14 | CLOSED | PPU HOTEL ISTANA | KUALA LUMPUR PUSAT | TAMCO | INST |  | Pass | null
377950821 | Existing | 1HO | VACUUM | 33 kV | 1 | TNB | DISTRIBUTION |  | TAMCO | GV 30M 25D | 30 MVA TX 1 | 310104941 | WKLC/PPU/G00046/MB1HO | 1HO | CLOSED | PPU GRAND HYATT | KUALA LUMPUR PUSAT | TAMCO | INST | YTBC | Pass | null
411753494 | Existing | 33051 | VACUUM | 11 kV | 630 | TNB | DISTRIBUTION |  |  | HD4 | TX 1 | 300245258 | WKLC/PCE/J00740/MB33051 | 33051 | CLOSED | BLK B PPR HILIRAN AMPANG | KUALA LUMPUR PUSAT | ABB | INST |  | Pass | null
418523317 | Existing | 7954 | VACUUM | 11 kV | 630 | TNB | DISTRIBUTION |  |  | VK-10J20H | TX | 300064747 | WKLC/PCE/J00647/MB7954 | 7954 | CLOSED | TAMAN AHMAD RAZALI NO.1 | KUALA LUMPUR PUSAT | TOSHIBA | INST |  | Pass | null
418524014 | Existing | 32594 | VACUUM | 11 kV | 630 | TNB | DISTRIBUTION |  |  | HICLAD 12A20 | SPARE | 300244927 | WKLC/PCE/J01152/MB32594 | 32594 | OPEN | JLN DAGANG 6/3 TMN DAGANG | KUALA LUMPUR PUSAT | EPE | INST |  | Pass | null
411335391 | Existing | 7892 | VACUUM | 11 kV | 630 | TNB | DISTRIBUTION |  |  | VK 10J25H | APARTMENT MIU HONG | 300063812 | WKLC/PCE/J00480/MB7892 | 7892 | CLOSED | AIK HUA NO.1 | KUALA LUMPUR PUSAT | TAMCO | INST |  | Pass | null
418892587 | Existing | 18366 | VACUUM | 11 kV | 630 | TNB | DISTRIBUTION |  |  | VMH12 | PENGGUNA 11KV | 300061281 | WKLC/PCE/J00017/MB18366 | 18366 | CLOSED | PHILEO PROMENADE OFFICE TOWER | KUALA LUMPUR PUSAT | LKH | INST |  | Pass | null
378351073 | Existing |  |  | 11 kV | 0 | TNB | DISTRIBUTION | [7 empty] | CLOSED | PE VELOCITY HOTEL | KUALA LUMPUR PUSAT |  |  |  | Fail | Please check "InsulationType"
412348562 | Existing | 2842 | VACUUM | 11 kV | 630 | TNB | DISTRIBUTION |  |  |  | TX | 300062957 | WKLC/PCE/J00332/MB2842 | 2842 | CLOSED | MTSU | KUALA LUMPUR PUSAT | GEC | INST |  | Pass | null
412349259 | Existing | 48890 | VACUUM | 11 kV | 630 | TNB | DISTRIBUTION |  |  | VK 10J20H | LOOPING | 300537193 | WKLC/PCE/J01718/MB4 | 48890 | CLOSED | SSU IKANO JLN COCHRANE | KUALA LUMPUR PUSAT | TAMCO | INST | YTBC | Pass | null
417862895 | Existing | 42653 | VACUUM | 11 kV | 630 | TNB | DISTRIBUTION |  |  | VK10J20H | MSB CONSUMER 11 KV NO1 | 311297284 | WKLC/PCE/J01568/MB42653 | 42653 | CLOSED | SSU MENARA HSC JALAN AMPANG | KUALA LUMPUR PUSAT | TAMCO | INST | YTBC | Pass | null
377522784 | Existing | 1HO | VACUUM | 33 kV | 1 | TNB | DISTRIBUTION |  | TAMCO | GV 30M 25D | 1HO-30MVA TX1 | 300044042 | WKLC/PPU/G00001/MB1HO | 1HO | CLOSED | PPU AMPANG SPECIALIST CENTRE | KUALA LUMPUR PUSAT | TAMCO | INST |  | Pass | null
418489223 | Existing | 28491 | VACUUM | 11 kV | 0 | TNB | DISTRIBUTION |  |  | SBV-4-A1 | RUMAH TERES TAMAN PANDAN CAHAY | 300066658 | WKLC/PCE/J00980/MB28491 | 28491 | CLOSED | NO 1 RUMAH KEDAI 4 TKT TAMAN PANDAN CAHA | KUALA LUMPUR PUSAT | GEC | INST |  | Pass | null
54985795 | Existing | VCB32 |  | 33 kV | 2 | TNB | DISTRIBUTION |  | ITEM | 8BK88 KT02 | 30 MVA TX 2 | 300454820 | WKLC/PPU/G00041/NB32 | 32-KT02 | CLOSED | PPU SG PURUN | KUALA LUMPUR PUSAT | ITEM | INST |  | Fail | Please check "InsulationType"
417093995 | Existing | 19479 | VACUUM | 11 kV | 630 | TNB | DISTRIBUTION |  |  | VMH12 | 11 KV PENGGUNA | 300063925 | WKLC/PCE/J00501/MB19479 | 19479 | CLOSED | WISMA PERKASA JLN PERAK | KUALA LUMPUR PUSAT | LKH | INST |  | Pass | null
411998014 | Existing | 50789 | VACUUM | 11 kV | 630 | TNB | DISTRIBUTION |  |  | VK10J20H | PE VELOCITY HOTEL | 311297360 | WKLC/PCE/J01802/MB50789 | 50789 | OPEN | PE SUNWAY VELOCITY FASA 3D | KUALA LUMPUR PUSAT | TAMCO | INST | YTBC | Pass | null
411695865 | Existing | 13951 | VACUUM | 11 kV | 630 | TNB | DISTRIBUTION |  |  | VK10J25H | PMU KLCC 4 | 10000573 | WKLC/PCE/J00460/MB13951 | 13951 | CLOSED | WISMA UOA NO.1 | KUALA LUMPUR PUSAT | TAMCO | INST |  | Pass | null
377980078 | Existing | 6S5 | VACUUM |  | 1 | TNB | DISTRIBUTION |  | TAMCO | GV 30M 25 | 6S5 - CONSUMER NO.3 | 310470454 | WKLC/SSU/G00021/MB8 | 8S5 | CLOSED | SSU M CITY JLN AMPANG | KUALA LUMPUR PUSAT |  | INST | YTBC | Fail | Please check "Operating Voltage"
415895707 | Existing | 39651 | VACUUM | 11 kV | 630 | TNB | DISTRIBUTION |  |  | 3AH5 103 | PENGGUNA 11KV NO2 | 311319609 | WKLC/PCE/J01689/MB39651 | 39651 | CLOSED | THE BINJAI | KUALA LUMPUR PUSAT | ITEM | INST | YTBC | Pass | null
412194235 | Existing | 39378 | VACUUM | 11 kV | 630 | TNB | DISTRIBUTION |  |  | HICLAD12A20 | PARKING DBKL JLN THAMBI PILLAI | 311279657 | WKLC/PCE/J01065/MB39378 | 39378 | CLOSED | SEK REN BRICKFIELD 2 JLN SULTAN ABD SAMA | KUALA LUMPUR PUSAT | EPE | INST | YTBC | Pass | null
416758483 | Existing | 17612 | VACUUM | 11 kV | 630 | TNB | DISTRIBUTION |  |  | VK 10J20H | TX | 300062587 | WKLC/PCE/J00256/MB17612 | 17612 | CLOSED | LARSON PLACE | KUALA LUMPUR PUSAT | TAMCO | INST |  | Pass | null
378147817 | Existing | VCB8 | VACUUM | 11 kV | 630 | TNB | DISTRIBUTION |  | EPE | VFT-12D | PENGGUNA SG WANG PLAZA | 300286382 | WKLC/PMU/G00004/NB8 | 8 | CLOSED | PMU JALAN IMBI 132/33/11KV | KUALA LUMPUR PUSAT |  | INST |  | Pass | null
378148450 | Existing | VCB7 | VACUUM | 11 kV | 630 | TNB | DISTRIBUTION |  | EPE | VFT-12D | P/E THAMBY DOLLAH | 300286371 | WKLC/PMU/G00004/NB7 | 7 | CLOSED | PMU JALAN IMBI 132/33/11KV | KUALA LUMPUR PUSAT |  | INST |  | Pass | null
418271100 | Existing | 2359 | VACUUM | 11 kV | 630 | TNB | DISTRIBUTION |  |  | N/A | TRANSFORMER 2 | 300245288 | WKLC/PCE/J01060/MB2359 | 2359 | CLOSED | HOTEL MALAYA JLN HANG LEKIR | KUALA LUMPUR PUSAT | AEI | INST |  | Pass | null
377950558 | Existing | VCB12 | VACUUM | 11 kV | 630 | TNB | DISTRIBUTION |  | TAMCO | VK 10J25H | PE RESIDENCE KIA PENG | 310105002 | WKLC/PPU/G00046/NB12 | 12 | CLOSED | PPU GRAND HYATT | KUALA LUMPUR PUSAT | TAMCO | INST | YTBC | Pass | null
417076649 | Existing | 43951 | VACUUM | 11 kV | 630 | TNB | DISTRIBUTION |  |  | 8BK-88E | TELEKOM LORONG KUDA | 300346265 | WKLC/PCE/J01594/MB43951 | 43951 | CLOSED | SSU MENARA FELDA LORONG KUDA | KUALA LUMPUR PUSAT | ITEM | INST |  | Pass | null
417076681 | Existing | 46510 | VACUUM | 11 kV | 630 | TNB | DISTRIBUTION |  |  | 8BK-88E | LOOPING | 311297229 | WKLC/PCE/J01691/MB40510 | 40510 | CLOSED | SSU MENARA NAZA | KUALA LUMPUR PUSAT | ITEM | INST | YTBC | Pass | null
418115535 | Existing | 44268 | VACUUM | 11 kV | 630 | TNB | DISTRIBUTION |  |  | 8BK-88E A1 | INTERTIE | 300244655 | WKLC/PCE/J01199/MB44268 | 44268 | OPEN | SSU INTERMARK JALAN TUN RAZAK | KUALA LUMPUR PUSAT | ITEM | INST |  | Pass | null
416832111 | Existing | 12548 | VACUUM | 11 kV | 800 | TNB | DISTRIBUTION |  |  | HV-12 | THE FORUM | 300064184 | WKLC/PCE/J00550/MB12548 | 12548 | CLOSED | WISMA INAI | KUALA LUMPUR PUSAT | TOSHIBA | INST |  | Pass | null
417999581 | Existing |  | VACUUM | 33 kV | 0 | TNB | DISTRIBUTION | [6 empty] | 2P5 | CLOSED | PPU BANDAR BARU AMPANG D-WKL-S04-9079 | KUALA LUMPUR PUSAT |  |  |  | Pass | null
377376538 | Existing | 1SO | VACUUM | 33 kV | 2 | TNB | DISTRIBUTION |  | EPE | BGA 36 | 1SO-BUS SECTION | 300286594 | WKLC/PPU/G00034/MB1SO | 1SO | CLOSED | PPU ROYAL CENDANA | KUALA LUMPUR PUSAT | EPE | INST |  | Pass | null
377377523 | Existing | 2P5 | VACUUM | 33 kV | 1 | TNB | DISTRIBUTION |  | TAMCO | GV 30M 25D | 2P5 - SPARE | 300293296 | WKLC/PPU/G00038/MB2P5 | 2P5 | OPEN | PPU F & N | KUALA LUMPUR PUSAT | TAMCO | INST |  | Pass | null
54986389 | Existing | VCB6 |  | 33 kV | 630 | TNB | DISTRIBUTION |  | ITEM | 8BK88 K06 | SPARE | 300454823 | WKLC/PPU/G00041/NB6 | 6-K06 | CLOSED | PPU SG PURUN | KUALA LUMPUR PUSAT | ITEM | INST |  | Fail | Please check "InsulationType"
416870505 | Existing | 14036 | VACUUM | 11 kV | 630 | TNB | DISTRIBUTION |  |  | VFT 12 | TX1 | 300061875 | WKLC/PCE/J00124/MB14036 | 14036 | CLOSED | ONE AMPANG AVENUE NO.4 | KUALA LUMPUR PUSAT | EPE | INST |  | Pass | null
377524043 | Existing | 1WO | VACUUM | 33 kV | 2 | TNB | DISTRIBUTION |  | TAMCO | VY30P25D | BUS COUPLER | 300044013 | WKLC/PMU/G00008/MB1WO | 1WO | CLOSED | PMU PUDU ULU 132/33/11KV | KUALA LUMPUR PUSAT | TAMCO | INST |  | Pass | null
377302182 | Existing | VCB8 | VACUUM | 33 kV | 630 | TNB | DISTRIBUTION |  |  | 10-VPR-25B | VCB 8 - TONG AH | 300044853 | WKLC/PPU/G00029/NB8 | 8 | CLOSED | PPU UDA BUKIT NENAS | KUALA LUMPUR PUSAT | MITSUBISHI | INST |  | Pass | null
411691714 | Existing | 13325 | VACUUM | 11 kV | 630 | TNB | DISTRIBUTION |  |  | VK 10J25H | 11KV CONSUMER | 300245153 | WKLC/PCE/J00037/MB20837 | 13325 | CLOSED | HONG LEONG HQ | KUALA LUMPUR PUSAT | TAMCO | INST |  | Pass | null
377555530 | Existing | 2P5 | VACUUM | 33 kV | 1 | TNB | DISTRIBUTION |  | TAMCO | VY 30M 25D | PPU PHILEO | 300044533 | WKLC/PPU/G00018/MB2P5 | 2P5 | CLOSED | PPU NARAJAYA | KUALA LUMPUR PUSAT | TAMCO | INST |  | Pass | null
377556227 | Existing | 2P5 | VACUUM | 33 kV | 1 | TNB | DISTRIBUTION |  | TAMCO | VY-30M25D | 2P5 - PPU TASEK TAMBAHAN | 300044560 | WKLC/PPU/G00019/MB2P5 | 2P5 | CLOSED | PPU PANDAN INDAH | KUALA LUMPUR PUSAT | TAMCO | INST |  | Pass | null
418458966 | Existing | 49757 | VACUUM | 11 kV | 630 | TNB | DISTRIBUTION |  |  | VK10J20H | LOOPING | 311297306 | WKLC/PCE/J01740/MB49757 | 49757 | CLOSED | SSU SUNWAY VELOCITY MALL 2 | KUALA LUMPUR PUSAT | TAMCO | INST | YTBC | Pass | null
417046293 | Proposed |  | VACUUM | 11 kV | 0 | TNB | DISTRIBUTION | [7 empty] | CLOSED |  | KUALA LUMPUR PUSAT |  |  |  | Fail | Please check "Status"
377397586 | Existing | 2HO | VACUUM | 33 kV | 1 | TNB | DISTRIBUTION |  | TAMCO | VY30M25D | 30MVA TX2 | 300044475 | WKLC/PPU/G00016/MB2HO | 2HO | CLOSED | PPU MBF PLAZA | KUALA LUMPUR PUSAT | TAMCO | INST |  | Pass | null
377397650 | Existing | 1P5 | VACUUM | 33 kV | 1 | TNB | DISTRIBUTION |  | TAMCO | VY30M25D | PMU KLCC 2L5 | 300044474 | WKLC/PPU/G00016/MB1P5 | 1P5 | CLOSED | PPU MBF PLAZA | KUALA LUMPUR PUSAT | TAMCO | INST |  | Pass | null
419081776 | Existing | 17923 | VACUUM | 11 kV | 630 | TNB | DISTRIBUTION |  |  | VFT12 | ARAB MALAYSIAN BANK | 300062399 | WKLC/PCE/J00221/MB17923 | 17923 | CLOSED | WISMA IDRIS ( KFC ) | KUALA LUMPUR PUSAT | EPE | INST |  | Pass | null
378148980 | Existing | 12L5 | VACUUM | 33 kV | 1 | TNB | DISTRIBUTION |  | TAMCO | VY 30M25D | PPU M-BANK RAKYAT (6P5) | 300043849 | WKLC/PMU/G00001/MB12L5 | 12L5 | CLOSED | PMU BRICKFIELD 132/33KV | KUALA LUMPUR PUSAT | TAMCO | INST |  | Pass | null
416822910 | Existing | 15877 | VACUUM | 11 kV | 630 | TNB | DISTRIBUTION |  |  | VK 10J20H | 11KV CONSUMERS | 300061898 | WKLC/PCE/J00132/MB15877 | 15877 | CLOSED | MENARA KECK SENG | KUALA LUMPUR PUSAT | TAMCO | INST |  | Pass | null
399191882 | Existing | 15867 | VACUUM | 11 kV | 630 | TNB | DISTRIBUTION |  |  | VMH12 | JALAN AMPANG TENGAH | 300064507 | WKLC/PCE/J00606/MB15867 | 15867 | CLOSED | VILLA AMPANG | KUALA LUMPUR TIMUR | LKH | INST |  | Fail | Please check "Operational Area"
419090778 | Existing |  | VACUUM | 11 kV | 630 | TNB | DISTRIBUTION |  |  | 8BK88E |  | 310158784 | WKLC/PCE/J01784/MB1 | 50544 | CLOSED | THE NEWS JLN YAP KWANG SENG | KUALA LUMPUR PUSAT | ITEM | INST | YTBC | Pass | null
416969718 | Existing | 45402 | VACUUM | 11 kV | 630 | TNB | DISTRIBUTION |  |  | 12A20 | PENGGUNA (PDT SEM OASIS GDN 1) | 311279589 | WKLC/PCE/J00007/MB45402 | 45402 | CLOSED | AMPANG CITY COMPLEX | KUALA LUMPUR PUSAT | EPE | INST | YTBC | Pass | null
416106085 | Existing | 18249 | VACUUM | 11 kV | 630 | TNB | DISTRIBUTION |  |  | VMH12 | RUMAH KEDAI JLN DAGANG 4 TMN D | 300064824 | WKLC/PCE/J00659/MB18249 | 18249 | CLOSED | TAMAN DAGANG NO.5 | KUALA LUMPUR PUSAT | LKH | INST |  | Pass | null
412267594 | Existing | 40267 | VACUUM | 11 kV | 630 | TNB | DISTRIBUTION |  |  | VFT-12 | BUS SECTION | 300270277 | WKLC/PCE/J01472/MB40267 | 40267 | CLOSED | PICCOLO HOTEL JALAN BUKIT BINTANG | KUALA LUMPUR PUSAT | EPE | INST |  | Pass | null
418735012 | Existing | 8439 | VACUUM | 11 kV | 630 | TNB | DISTRIBUTION |  |  | VFT-12 | LOT 10 | 300062804 | WKLC/PCE/J00300/MB8439 | 8439 | CLOSED | PE AMODA | KUALA LUMPUR PUSAT | EPE | INST |  | Pass | null
417867760 | Existing | 18681 | VACUUM | 11 kV | 630 | TNB | DISTRIBUTION |  |  | N/A | TX 2 | 300065084 | WKLC/PCE/J00706/MB18681 | 18681 | CLOSED | TIARA CONDO BLOCK C | KUALA LUMPUR PUSAT | LKH | INST |  | Pass | null
418063874 | Existing | 11737 | VACUUM | 11 kV | 630 | TNB | DISTRIBUTION |  |  | VFT-12 | P/E GEREJA JLN WESLEY | 300244908 | WKLC/PCE/J01018/MB11737 | 11737 | CLOSED | MENARA WESLEY CHURCH | KUALA LUMPUR PUSAT | EPE | INST |  | Pass | null
399846339 | Existing |  | VACUUM | 11 kV | 0 | TNB | DISTRIBUTION | [6 empty] | 47990 | CLOSED | P/PURI REMBUN JLN AMPANG HILIR | KUALA LUMPUR TIMUR |  |  |  | Fail | Please check "Operational Area"
377672839 | Existing | VCB30 | VACUUM | 11 kV | 2 | TNB | DISTRIBUTION |  | TAMCO | VK 10P25DT | BUS SECTION | 300043999 | WKLC/PMU/G00007/NB30 | 30 | CLOSED | PMU PANDAN MAJU 132/33/11KV | KUALA LUMPUR PUSAT | TAMCO | INST |  | Pass | null
377362101 | Existing | VCB34 | VACUUM | 11 kV | 2 | TNB | DISTRIBUTION |  | TAMCO | VK10P25D | BUS COUPLER | 300044354 | WKLC/PPU/G00011/NB34 | 34 | CLOSED | PPU KEWALRAM | KUALA LUMPUR PUSAT | TAMCO | INST |  | Pass | null
415929868 | Existing | 18243 | VACUUM | 11 kV | 630 | TNB | DISTRIBUTION |  |  | HV-12 | 11KV CONSUMER | 10000551 | WKLC/PCE/J00059/MB18243 | 18243 | CLOSED | AMPANG TOWER | KUALA LUMPUR PUSAT | TOSHIBA | INST |  | Pass | null
377556188 | Existing | 4P5 | VACUUM | 33 kV | 1 | TNB | DISTRIBUTION |  | TAMCO | VY-30M25D | 4P5 - HOSPITAL AMPANG | 300044562 | WKLC/PPU/G00019/MB4P5 | 4P5 | CLOSED | PPU PANDAN INDAH | KUALA LUMPUR PUSAT | TAMCO | INST |  | Pass | null
377556124 | Existing | VCB6 | VACUUM | 11 kV | 630 | TNB | DISTRIBUTION |  | TAMCO | VK10J20D | SSU HOSPITAL AMPANG B | 300044579 | WKLC/PPU/G00019/NB6 | 6 | CLOSED | PPU PANDAN INDAH | KUALA LUMPUR PUSAT | TAMCO | INST |  | Pass | null
415990146 | Existing | 29058 | VACUUM | 11 kV | 630 | TNB | DISTRIBUTION |  |  | 8BK-88 A1 | PPU MIHARJA | 10000991 | WKLC/PCE/J00052/MB29058 | 29058 | CLOSED | PLAZA 393 JALAN SHELLY | KUALA LUMPUR PUSAT | ITEM | INST |  | Pass | null
415990050 | Existing | 34111 | VACUUM | 11 kV | 630 | TNB | DISTRIBUTION |  |  | 8BK-88 A1 | LOT 393 PLAZA SHELLEY | 300245005 | WKLC/PCE/J01137/MB34111 | 34111 | CLOSED | QUEEN'S AVENUE JALAN SHELLY | KUALA LUMPUR PUSAT | ITEM | INST |  | Pass | null
416183312 | Existing | 2414 | VACUUM | 11 kV | 630 | TNB | DISTRIBUTION |  |  | BVP.17 | BUS SECTION | 300064087 | WKLC/PCE/J00532/MB2414 | 2414 | CLOSED | TELEKOM HQ | KUALA LUMPUR PUSAT | ASS. ELECTRICAL INDUSTRIES LTD | INST |  | Pass | null
411306229 | Existing | 13091 | VACUUM | 11 kV | 630 | TNB | DISTRIBUTION |  |  | 3AH5 103-1 | TRANSFORMER | 300245150 | WKLC/PCE/J01000/MB13091 | 13091 | CLOSED | ORIENTAL BANK HQ | KUALA LUMPUR PUSAT | ITEM | INST |  | Pass | null
419288439 | Existing | 17838 | VACUUM | 11 kV | 630 | TNB | DISTRIBUTION |  |  | VFT12-106 | PANDAN MEWAH HEIGHT | 300063370 | WKLC/PCE/J00402/MB17838 | 17838 | CLOSED | RUMAH KEDAI NO 1 PANDAN MEWAH | KUALA LUMPUR PUSAT | EPE | INST |  | Pass | null
419533105 | Existing | 42805 | VACUUM | 11 kV | 630 | TNB | DISTRIBUTION |  |  | VK10J20H | KOMPLEK RICHMORE | 300292686 | WKLC/PCE/J01561/MB42805 | 42805 | CLOSED | WISMA UNIEON JALAN PASAR BARU | KUALA LUMPUR PUSAT | TAMCO | INST |  | Pass | null
412289087 | Existing | 294 | VACUUM | 11 kV | 630 | TNB | DISTRIBUTION |  |  | VK10J20H | KOPERASI MEWAH | 300244684 | WKLC/PCE/J01285/MB294 | 294 | CLOSED | BANGUNAN MAGNUM | KUALA LUMPUR PUSAT | TAMCO | INST |  | Pass | null
63373599 | Existing | 2TO | VACUUM | 33 kV | 2 | TNB | DISTRIBUTION |  | TOSHIBA | VY 30P25D | 132/33 INCOMER 2 | 300043867 | WKLC/PMU/G00002/MB2TO | 2T0 | CLOSED | PMU BUKIT MAHKAMAH 132/33/11KV | KUALA LUMPUR PUSAT | TOSHIBA | INST |  | Pass | null
411318115 | Existing | 12333 | VACUUM | 11 kV | 630 | TNB | DISTRIBUTION |  |  | VK 10J20H | BKT MAHKAMAH | 300062786 | WKLC/PCE/J00296/MB12333 | 12333 | CLOSED | CITY GARDEN(KONDO JLN BKT CEYLON) | KUALA LUMPUR PUSAT | TAMCO | INST |  | Pass | null
418932641 | Existing | 19354 | VACUUM | 11 kV | 630 | TNB | DISTRIBUTION |  |  | HV-12 | SSU TRILLION JLN TUN RAZAK | 300536468 | WKLC/PCE/J00211/MB19354 | 19354 | OPEN | PANGSAPURI VISTA DAMAI N0.2 | KUALA LUMPUR PUSAT | Toshiba | INST | YTBC | Pass | null
377304796 | Existing | 2HO | VACUUM | 33 kV | 1 | TNB | DISTRIBUTION |  | TAMCO | VY-30M25D | 2HO-30MVA TX2 | 300046885 | WKLC/PPU/G00035/MB2HO | 2HO | CLOSED | PPU MPAJ | KUALA LUMPUR PUSAT | TAMCO | INST |  | Pass | null
377304668 | Existing | VCB7 | VACUUM | 11 kV | 630 | TNB | DISTRIBUTION |  | TAMCO | VK-10J20D | PANDAN INDAH NO.1 | 300046906 | WKLC/PPU/G00035/NB7 | 7 | CLOSED | PPU MPAJ | KUALA LUMPUR PUSAT | TAMCO | INST |  | Pass | null
415092698 | Existing | 46467 | VACUUM | 11 kV | 630 | TNB | DISTRIBUTION |  |  | 12A20 | PPU BANK RAKYAT CB1 | 300450880 | WKLC/PCE/J01621/MB46467 | 46467 | CLOSED | SSU BANK RAKYAT JLN TRAVERS | KUALA LUMPUR PUSAT | EPE | INST |  | Pass | null
411696515 | Existing | 21732 | VACUUM | 11 kV | 630 | TNB | DISTRIBUTION |  |  | N/A | BUS SECTION | 300063562 | WKLC/PCE/J00434/MB21732 | 21732 | CLOSED | HOTEL NOVOTEL | KUALA LUMPUR PUSAT | ITEM | INST |  | Pass | null
377364946 | Existing | VCB2 | VACUUM | 11 kV | 630 | TNB | DISTRIBUTION |  | TAMCO | VK-10J20DT | PENGGUNA 2 | 300044234 | WKLC/PPU/G00007/NB2 | 2 | CLOSED | PPU HOTEL ISTANA | KUALA LUMPUR PUSAT | TAMCO | INST |  | Pass | null
418073406 | Existing | 10105 | VACUUM | 11 kV | 630 | TNB | DISTRIBUTION |  |  | VFT-12 | STADIUM NEGARA | 300244912 | WKLC/PCE/J01086/MB10105 | 10105 | CLOSED | MAJLIS OLIMPIK MALAYSIA | KUALA LUMPUR PUSAT | EPE | INST |  | Pass | null
377396469 | Existing | VCB7 | VACUUM | 11 kV | 630 | TNB | DISTRIBUTION |  | ABB | VD4E 1206 P 20 | PENGGUNA SG WANG PLAZA | 300044444 | WKLC/PPU/G00014/NB7 | 7 | CLOSED | PPU LOW YATT | KUALA LUMPUR PUSAT | ABB | INST |  | Pass | null
417046666 | Existing |  | VACUUM | 11 kV | 0 | TNB | DISTRIBUTION | [6 empty] | 31 | CLOSED |  | KUALA LUMPUR PUSAT |  |  |  | Pass | null
418892650 | Existing | 18363 | VACUUM | 11 kV | 630 | TNB | DISTRIBUTION |  |  | VMH12 | PHILEO PROMENADE OFFICE TOWER | 300061275 | WKLC/PCE/J00016/MB18363 | 18363 | CLOSED | MEGAN PHILEO PROMENADE BLK C | KUALA LUMPUR PUSAT | LKH | INST |  | Pass | null
417441743 | Existing | 175 | VACUUM | 11 kV | 630 | TNB | DISTRIBUTION |  |  | VFT-12 | U.M.B.C | 300244897 | WKLC/PCE/J01049/MB175 | 175 | CLOSED | WISMA TUN SAMBANTHAN | KUALA LUMPUR PUSAT | EPE | INST |  | Pass | null
377375438 | Existing | VCB32 | VACUUM | 11 kV | 2 | TNB | DISTRIBUTION |  | EPE | VFT-12 | 30MVA TX2 | 300285805 | WKLC/PPU/G00032/NB32 | 32 | CLOSED | PPU HOSPITAL AMPANG | KUALA LUMPUR PUSAT | EPE | INST |  | Pass | null
377375278 | Existing | VCB12 | VACUUM | 11 kV | 630 | TNB | DISTRIBUTION |  | EPE | VFT-12 | BUKIT PERMAI NO.4 | 300285799 | WKLC/PPU/G00032/NB12 | 12 | CLOSED | PPU HOSPITAL AMPANG | KUALA LUMPUR PUSAT | EPE | INST |  | Pass | null
382788961 | Existing |  |  | 11 kV | 0 | TNB | DISTRIBUTION | [7 empty] | CLOSED |  | KUALA LUMPUR |  |  |  | Fail | Please check "Operational Area"
416002754 | Existing | 18493 | VACUUM | 11 kV | 630 | TNB | DISTRIBUTION |  |  | VK 10J20H | SRI SE EKAR JLN UTHANT | 300062099 | WKLC/PCE/J00166/MB18493 | 18493 | CLOSED | P/PURI DAMAI SURIA JLN U-THANT | KUALA LUMPUR PUSAT | TAMCO | INST |  | Pass | null
377521197 | Existing | VCB9 | VACUUM | 11 kV | 630 | TNB | DISTRIBUTION |  | ABB | VD4E1206P20 | TELEKOM BKT BINTANG | 300044126 | WKLC/PPU/G00003/NB9 | 9 | CLOSED | PPU BUKIT BINTANG | KUALA LUMPUR PUSAT | ABB | INST |  | Pass | null
377522118 | Existing | VCB8 | VACUUM | 11 kV | 630 | TNB | DISTRIBUTION |  | TAMCO | VK-10J20D | ARAB MALAYSIAN BANK | 300044095 | WKLC/PPU/G00002/NB8 | 8 | CLOSED | PPU BSKL | KUALA LUMPUR PUSAT |  | INST |  | Pass | null
416587106 | Existing | 16929 | VACUUM | 11 kV | 630 | TNB | DISTRIBUTION |  |  | VK10J20H | TRANSFORMERS | 300245164 | WKLC/PCE/J01225/MB16929 | 16929 | CLOSED | BUDGET HOTEL JLN KG ATTAP | KUALA LUMPUR PUSAT | TAMCO | INST |  | Pass | null
418377354 | Existing | 8275 | VACUUM | 11 kV | 630 | TNB | DISTRIBUTION |  |  | VK 10J20H | PARK INN HOTEL JLN CHANGKAT | 300063762 | WKLC/PCE/J00469/MB8275 | 8275 | OPEN | MENARA BOUSTEAD | KUALA LUMPUR PUSAT | TAMCO | INST |  | Pass | null
411709006 | Existing | 17266 | VACUUM | 11 kV | 630 | TNB | DISTRIBUTION |  |  | VK10J20H | ATRIUM | 300061730 | WKLC/PCE/J00100/MB17266 | 17266 | CLOSED | SSU KLCC A | KUALA LUMPUR PUSAT | TAMCO | INST |  | Pass | null
411748257 | Existing | 6610 | VACUUM | 11 kV | 400 | TNB | DISTRIBUTION |  |  | VBH-124-40 | TX1 | 300064534 | WKLC/PCE/J00610/MB6601 | 6601 | CLOSED | RAINTREE CLUB | KUALA LUMPUR PUSAT | AICHI | INST |  | Pass | null
411747400 | Existing | 38638 | VACUUM | 11 kV | 630 | TNB | DISTRIBUTION |  |  | 3AH5 103-1 | PADAT PETRONAS MRR2 KG PANDAN | 300255006 | WKLC/PCE/J01386/MB38638 | 38638 | CLOSED | NO.3 AMPER AVENUE KG PANDAN | KUALA LUMPUR PUSAT | ITEM | INST |  | Pass | null
416509578 | Existing | 29961 | VACUUM | 11 kV | 630 | TNB | DISTRIBUTION |  |  | UNIVAC 12 | SEK KEB TAMAN BUKIT TERATAI | 300245108 | WKLC/PCE/J00014/MB29961 | 29961 | CLOSED | BLK A RMH PANGSA KOS RDHTMN BKT TERATAI | KUALA LUMPUR PUSAT | UNIVAC | INST |  | Pass | null
417093962 | Existing | 17719 | VACUUM | 11 kV | 630 | TNB | DISTRIBUTION |  |  | VMH12 | MENARA IMC | 300063923 | WKLC/PCE/J00501/MB17719 | 17719 | CLOSED | WISMA PERKASA JLN PERAK | KUALA LUMPUR PUSAT | LKH | INST |  | Pass | null
416969931 | Existing |  | VACUUM | 11 kV | 630 | TNB | DISTRIBUTION |  |  | HV12-A1 |  | 300533960 | WKLC/PCE/J01766 | 51440 | CLOSED | SSU 2 3TOWER JLN AMPANG | KUALA LUMPUR PUSAT | TOSHIBA | INST | YTBC | Pass | null
378147592 | Existing |  | VACUUM | 33 kV | 0 | TNB | DISTRIBUTION | [6 empty] | 1BS | OPEN | PPU KL ECO CITY NO 2 | KUALA LUMPUR PUSAT |  |  |  | Pass | null
378148481 | Existing | VCB31 | VACUUM | 11 kV | 2 | TNB | DISTRIBUTION |  | EPE | VFT-12D | INCOMER NO1 | 300286375 | WKLC/PMU/G00004/NB31 | 31 | CLOSED | PMU JALAN IMBI 132/33/11KV | KUALA LUMPUR PUSAT |  | INST |  | Pass | null
418271099 | Existing | 1608 | VACUUM | 11 kV | 630 | TNB | DISTRIBUTION |  |  | N/A | ORIENTAL BANK | 300245286 | WKLC/PCE/J01060/MB1608 | 1608 | CLOSED | HOTEL MALAYA JLN HANG LEKIR | KUALA LUMPUR PUSAT | AEI | INST |  | Pass | null
416823204 | Existing |  | VACUUM | 11 kV | 0 | TNB | DISTRIBUTION | [6 empty] | 1 | CLOSED | MENARA WORLDWIDE JLN BKT BINTANG | KUALA LUMPUR PUSAT |  |  |  | Pass | null
412314566 | Existing | 7992 | VACUUM | 11 kV | 630 | TNB | DISTRIBUTION |  |  | VK 10J20H | TRANSFORMER 2 | 300244692 | WKLC/PCE/J01007/MB7992 | 7992 | CLOSED | CENTRAL MARKET | KUALA LUMPUR PUSAT | TAMCO | INST |  | Pass | null
417922176 | Existing | 35867 | VACUUM | 11 kV | 630 | TNB | DISTRIBUTION |  |  | VK10J25H | TX 1 | 300245879 | WKLC/PCE/J01360/MB35867 | 35867 | CLOSED | MORTEGO LRG PERAK | KUALA LUMPUR PUSAT | TAMCO | INST |  | Pass | null
419090375 | Existing | 48894 | VACUUM | 11 kV | 630 | TNB | DISTRIBUTION |  |  | HV-12 | SPARE | 300537347 | WKLC/PCE/J01631/MB1 | 48402 | CLOSED | RESIDENSI MIRAGE YKS N0.1 | KUALA LUMPUR PUSAT | TOSHIBA | INST | YTBC | Pass | null
418115566 | Existing | 44271 | VACUUM | 11 kV | 630 | TNB | DISTRIBUTION |  |  | 8BK-88E A1 | PENGGUNA 11KV INTERMAR NO.2 | 300244771 | WKLC/PCE/J01199/MB44271 | 44271 | OPEN | SSU INTERMARK JALAN TUN RAZAK | KUALA LUMPUR PUSAT | ITEM | INST |  | Pass | null
411787825 | Existing | 48213 | VACUUM | 11 kV | 630 | TNB | DISTRIBUTION |  |  | VFT12 12A20 | SPARE | 300537169 | WKLC/PCE/J01667/MB1 | 48213 | CLOSED | G RESIDENCE DESA PANDAN | Unknown | EPE | INST | YTBC | Fail | Please check "Operational Area"
417999548 | Existing | 1H0 | VACUUM | 33 kV | 1 | TNB | DISTRIBUTION |  |  |  | 30MVA TX 1 | 311759021 | WKLC/PPU/G00048/MB3 | 1HO | CLOSED | PPU BANDAR BARU AMPANG D-WKL-S04-9079 | KUALA LUMPUR PUSAT | ITEM | INST | YTBC | Pass | null
416054272 | Existing | 50954 | VACUUM | 11 kV | 630 | TNB | DISTRIBUTION |  |  | VK 10J20H | BUSTIE 1 | 311279658 | WKLC/PCE/J00103/MB50954 | 50954 | CLOSED | PRINCE HOTEL JALAN CONLAY | KUALA LUMPUR PUSAT | TAMCO | INST | YTBC | Pass | null
54986388 | Existing | VCB4 |  | 33 kV | 630 | TNB | DISTRIBUTION |  | ITEM | 8BK88 K04 | RMH. PANGSA TMN DAGANG PERMAI | 300454822 | WKLC/PPU/G00041/NB4 | 4-K04 | CLOSED | PPU SG PURUN | KUALA LUMPUR PUSAT | ITEM | INST |  | Fail | Please check "InsulationType"
411348663 | Existing | 18155 | VACUUM | 11 kV | 630 | TNB | DISTRIBUTION |  |  | VMH12 | 11KV CONSUMER 1 | 300061661 | WKLC/PCE/J00088/MB18155 | 18155 | CLOSED | IBU PEJABAT BSKL PERS MAYBANK | KUALA LUMPUR PUSAT | LKH | INST |  | Pass | null
419450807 | Existing | 7637 | VACUUM | 11 kV | 630 | TNB | DISTRIBUTION |  |  | VMH12 | PENGGUNA | 300063891 | WKLC/PCE/J00495/MB7637 | 7637 | CLOSED | SELANGOR DREDGING JLN AMPANG | KUALA LUMPUR PUSAT | LKH | INST |  | Pass | null
409120615 | Existing |  | VACUUM | 33 kV | 0 | TNB | DISTRIBUTION | [6 empty] | 12 | OPEN | PPU WARISAN TRADISI | KUALA LUMPUR PUSAT |  |  |  | Pass | null
417536097 | Existing |  | VACUUM | 11 kV | 0 | TNB | DISTRIBUTION | [6 empty] | 35774 | CLOSED | AMPANG INDAH NO.3 | KUALA LUMPUR PUSAT |  |  |  | Pass | null
417145608 | Existing |  | VACUUM | 11 kV | 0 | TNB | DISTRIBUTION | [6 empty] | 52634 | CLOSED | PE Aria Jalan Tun Razak | KUALA LUMPUR PUSAT |  |  |  | Pass | null
377556450 | Existing | VCB5 | VACUUM | 11 kV | 630 | TNB | DISTRIBUTION |  | TAMCO | VK 10J 20D | SRJK(C) TSUN JIN JLN PERWIRA | 300044606 | WKLC/PPU/G00020/NB5 | 5 | CLOSED | PPU PANDAN JAYA | KUALA LUMPUR PUSAT | TAMCO | INST |  | Pass | null
377361634 | Existing | VCB31 | VACUUM | 11 kV | 1 | TNB | DISTRIBUTION |  | REYROLLE | LMVP/X4/M0 | 15 MVA TX 1 | 300044375 | WKLC/PPU/G00012/NB31 | 31 | CLOSED | PPU KL TOWN | KUALA LUMPUR PUSAT | REYROLLE | INST |  | Pass | null
419275133 | Existing | 36850 | VACUUM | 11 kV | 630 | TNB | DISTRIBUTION |  |  | VK10J20H | BANDAR BARU AMPANG 3 | 300254997 | WKLC/PCE/J01384/MB36850 | 36850 | CLOSED | BLOCK B AMPANG PRIMA JLN WAWASAN 2 | KUALA LUMPUR PUSAT | TAMCO | INST |  | Pass | null
416376964 | Existing | 41274 | VACUUM | 11 kV | 630 | TNB | DISTRIBUTION |  |  | HV-12 | LOOPING | 300284605 | WKLC/PCE/J01504/MB41274 | 41274 | CLOSED | G-TOWER LOT 162 SEK63 JLN TUN RAZAK | KUALA LUMPUR PUSAT | TOPRANK | INST |  | Pass | null
416571051 | Existing | 11476 | VACUUM | 11 kV | 630 | TNB | DISTRIBUTION |  |  | VFT-12 | TX1 | 300062535 | WKLC/PCE/J00245/MB11476 | 11476 | CLOSED | SENI HARTA | KUALA LUMPUR PUSAT | EPE | INST |  | Pass | null
378148915 | Existing | 4L5 | VACUUM | 33 kV | 1 | TNB | DISTRIBUTION |  | TAMCO | VY 30M25D | JLN ROGER | 300043854 | WKLC/PMU/G00001/MB4L5 | 4L5 | CLOSED | PMU BRICKFIELD 132/33KV | KUALA LUMPUR PUSAT | TAMCO | INST |  | Pass | null
418382863 | Existing | 20124 | VACUUM | 11 kV | 630 | TNB | DISTRIBUTION |  |  | N/A | TMN NIRWANA NO 1 | 300065221 | WKLC/PCE/J00731/MB20124 | 20124 | CLOSED | LOJI KUMBAHAN TMN DAGANG | KUALA LUMPUR PUSAT | GEC | INST |  | Pass | null
411305506 | Existing | 11168 | VACUUM | 11 kV | 630 | TNB | DISTRIBUTION |  |  | VK 10J20H | 11KV CONSUMER | 300244677 | WKLC/PCE/J01251/MB11168 | 11168 | CLOSED | WISMA FUI CHUI | KUALA LUMPUR PUSAT | TAMCO | INST |  | Pass | null
377376998 | Existing | VCB3 | VACUUM | 11 kV | 630 | TNB | DISTRIBUTION |  | EPE | VFT12D | SPARE | 10001361 | WKLC/PPU/G00038/NB3 | 3 | CLOSED | PPU F & N | KUALA LUMPUR PUSAT |  |  |  | Pass | null
420842594 | Existing | 14655 | VACUUM | 11 kV | 630 | TNB | DISTRIBUTION |  |  | VFT-12 | TRANSFORMER 1 | 300244942 | WKLC/PCE/J01263/MB14655 | 14655 | CLOSED | BKT ROBSON KONDO A | KUALA LUMPUR PUSAT | EPE | INST |  | Pass | null
416346253 | Existing | 6295 | VACUUM | 11 kV | 630 | TNB | DISTRIBUTION |  |  | VK10J20H | ANGKASA RAYA | 300064646 | WKLC/PCE/J00629/MB6295 | 6295 | CLOSED | WISMA EQUITY | KUALA LUMPUR PUSAT | TAMCO | INST |  | Pass | null
419287972 | Existing | 17056 | VACUUM | 11 kV | 630 | TNB | DISTRIBUTION |  |  | 8BK-88E A1 | RESTORAN MC DONALD | 300062358 | WKLC/PCE/J00215/MB17056 | 17056 | CLOSED | PANDAN MEWAH HEIGHTS JLN MEWAH UTARA | KUALA LUMPUR PUSAT | ITEM | INST |  | Pass | null
378160200 | Existing | VCB1 | VACUUM | 11 kV | 630 | TNB | DISTRIBUTION |  | EPE | VFT-12 | VCB1-P/E TELEKOM TMN PUTRA | 310104936 | WKLC/PPU/G00043/NB9 | 9 | CLOSED | PPU BANGUNAN MAS BARU | KUALA LUMPUR PUSAT |  |  |  | Pass | null
415556948 | Existing | 41319 | VACUUM | 11 kV | 630 | TNB | DISTRIBUTION |  |  | VFT 12 | PPU JALAN PUDU CB 4 | 300284792 | WKLC/PCE/J01507/MB41319 | 41319 | CLOSED | PE SWISS GARDEN RESIDENCY | KUALA LUMPUR PUSAT | EPE | INST |  | Pass | null
411314444 | Existing | 10092 | VACUUM | 11 kV | 630 | TNB | DISTRIBUTION |  |  | VK 10J20H | TX | 300061632 | WKLC/PCE/J00083/MB10092 | 10092 | CLOSED | KOMPLEKS TELEKOM (JRC) | KUALA LUMPUR PUSAT | TAMCO | INST |  | Pass | null
417867759 | Existing |  | VACUUM | 11 kV | 0 | TNB | DISTRIBUTION |  |  | ZZTT |  | 300065082 | WKLC/PCE/J00706/MB18679 | 18679 | CLOSED | TIARA CONDO BLOCK C | KUALA LUMPUR PUSAT | INDKOM | INST |  | Pass | null
418734122 | Existing | 6814 | VACUUM | 11 kV | 630 | TNB | DISTRIBUTION |  |  | VFT 12 | JALAN ALOR/ JALAN HICKS | 300063625 | WKLC/PCE/J00445/MB6814 | 6814 | CLOSED | PE DOWN TOWN CONDO | KUALA LUMPUR PUSAT | EPE | INST |  | Pass | null
411348043 | Existing | 41529 | VACUUM | 11 kV | 630 | TNB | DISTRIBUTION |  |  | 3AH5 103-1 | TX 1 | 300291262 | WKLC/PCE/J01560/MB41529 | 41529 | CLOSED | MENARA HSBC | KUALA LUMPUR PUSAT | ITEM | INST |  | Pass | null
417037884 | Existing | 616 | VACUUM | 11 kV | 400 | TNB | DISTRIBUTION |  |  | BVP3 | TX | 300062697 | WKLC/PCE/J00279/MB616 | 616 | CLOSED | LEE YAN LIAN | KUALA LUMPUR PUSAT | FERGUSON PAILIN | INST |  | Pass | null
377692976 | Existing | VCB11 | VACUUM | 11 kV | 630 | TNB | DISTRIBUTION |  | EPE | VFT12D | CABLE ABANDON | 300043962 | WKLC/PMU/G00006/NB11 | 11 | OPEN | PMU MID VALLEY 132/33/11KV | KUALA LUMPUR PUSAT | EPE | INST |  | Pass | null
377301950 | Existing | 5S5 | VACUUM | 33 kV | 1 | TNB | DISTRIBUTION |  | TAMCO | GV 30M 25D | PMU BUKIT MAHKAMAH (6L5) | 310199225 | WKLC/SSU/G00023/MB5S5 | 5S5 | OPEN | SSU D TIARA | KUALA LUMPUR PUSAT | TAMCO | INST | YTBC | Pass | null
377304265 | Existing | VCB13 | VACUUM | 11 kV | 630 | TNB | DISTRIBUTION |  | TAMCO | VK 10J 20DT | P/E SUCASA | 300044895 | WKLC/PPU/G00031/NB13 | 13 | CLOSED | PPU YOW CHUAN PLAZA | KUALA LUMPUR PUSAT | TAMCO | INST |  | Pass | null
377361972 | Existing | VCB2 | VACUUM | 11 kV | 630 | TNB | DISTRIBUTION |  | REYROLLE | LMVP/X5/M0 | CABLE ABANDON | 300044372 | WKLC/PPU/G00012/NB2 | 2 | OPEN | PPU KL TOWN | KUALA LUMPUR PUSAT | REYROLLE | INST |  | Pass | null
377556027 | Existing | VCB30 | VACUUM | 11 kV | 2 | TNB | DISTRIBUTION |  | TAMCO | VK10P25D | BUS SECTION | 300044573 | WKLC/PPU/G00019/NB30 | 30 | CLOSED | PPU PANDAN INDAH | KUALA LUMPUR PUSAT | TAMCO | INST |  | Pass | null
417634474 | Existing | 4946 | VACUUM | 11 kV | 600 | TNB | DISTRIBUTION |  |  | BVP.500 | WISMA CHEONG WING CHANG | 300245245 | WKLC/PCE/J01016/MB4946 | 4946 | CLOSED | ENE JLN BIRCH | KUALA LUMPUR PUSAT | GREAT BRITAIN | INST |  | Pass | null
417635267 | Existing | 9374 | VACUUM | 11 kV | 600 | TNB | DISTRIBUTION |  |  | BVP.500 | BAR RACK POLIS JLN STADIUM | 300245239 | WKLC/PCE/J01222/MB7851 | 9374 | OPEN | WISMA HO WENG KEE | KUALA LUMPUR PUSAT | GREAT BRITAIN | INST |  | Pass | null
412307257 | Existing | 44357 | VACUUM | 11 kV | 800 | TNB | DISTRIBUTION |  |  | HV12 | TRANSFORMER 1 | 300453373 | WKLC/PCE/J01625/MB44357 | 44357 | CLOSED | VERTICAS NO.1 JLN CEYLON BLOCK A | KUALA LUMPUR PUSAT | TOPRANK | INST |  | Pass | null
417694592 | Existing | 8645 | VACUUM | 11 kV | 630 | TNB | DISTRIBUTION |  |  | VK10J20H | TIARA INN | 300062845 | WKLC/PCE/J00309/MB8645 | 8645 | CLOSED | MALAYAN BANKING JLN PUDU | KUALA LUMPUR PUSAT | TAMCO | INST |  | Pass | null
417020570 | Existing | 31570 | VACUUM | 11 kV | 630 | TNB | DISTRIBUTION |  |  | VK10J25H | TELEKOM JALAN COCHRANE | 300244719 | WKLC/PCE/J00486/MB31570 | 31570 | OPEN | TELEKOM TAMAN MALURI | KUALA LUMPUR PUSAT | TAMCO | INST |  | Pass | null
377374050 | Existing | VCB32 | VACUUM | 11 kV | 2 | TNB | DISTRIBUTION |  | TAMCO | VK-10P25D | 30MVA TX2 | 300046901 | WKLC/PPU/G00035/NB32 | 32 | CLOSED | PPU MPAJ | KUALA LUMPUR PUSAT | TAMCO | INST |  | Pass | null
418227732 | Existing | 51085 | VACUUM | 11 kV | 630 | TNB | DISTRIBUTION |  |  | VK 10J20H | MSB HOTEL | 311279546 | WKLC/PCE/J01809/MB51085 | 51085 | CLOSED | SSU MENARA TR 1 JLN AMPANG | KUALA LUMPUR PUSAT | TAMCO | INST | YTBC | Pass | null
417931099 | Existing | VCB1 | VACUUM | 11 kV | 630 | TNB | DISTRIBUTION |  |  | GV3 | VCB 1 - SSU 3A ECO CITY | 311754125 | WKLC/PPU/G00051/NB18 | 32 | CLOSED | PPU TRX CITY NO.1 D-PZW-S17-9277 | KUALA LUMPUR PUSAT | TAMCO | INST | YTBC | Pass | null
377591212 | Existing | VCB13 | VACUUM | 11 kV | 630 | TNB | DISTRIBUTION |  | TAMCO | VK 10J 20D | JLN WAWASAN 2/12 B.B.AMPANG | 300044735 | WKLC/PPU/G00025/NB13 | 13 | CLOSED | PPU TAMAN DATOK AHMAD RAZALI | KUALA LUMPUR PUSAT | TAMCO | INST |  | Pass | null
416921919 | Existing | 29871 | VACUUM | 11 kV | 630 | TNB | DISTRIBUTION |  |  | HICLAD 12A20 | TRANSFORMERS | 300244821 | WKLC/PCE/J01294/MB29871 | 29871 | CLOSED | MONORAIL HQ JLN TEBING(SPUR) | KUALA LUMPUR PUSAT | EPE | INST |  | Pass | null
418150396 | Existing | 40296 | VACUUM | 11 kV | 630 | TNB | DISTRIBUTION |  |  | VFT-12 | SPARE | 300268611 | WKLC/PCE/J01440/MB40296 | 40296 | OPEN | ONE KLCC JLN PINANG | KUALA LUMPUR PUSAT | EPE | INST |  | Pass | null
416758750 | Existing | 516 | VACUUM | 11 kV | 630 | TNB | DISTRIBUTION |  |  | V-10F-20 | TX2 | 300061349 | WKLC/PCE/J00029/MB516 | 516 | CLOSED | RRI | KUALA LUMPUR PUSAT | HITACHI | INST |  | Pass | null
377695092 | Existing | 3TO | VACUUM | 33 kV | 2 | TNB | DISTRIBUTION |  | EPE | VJ-32 | TX 3 | 300043922 | WKLC/PMU/G00005/MB3TO | 3TO | CLOSED | PMU KLCC 132/33/11KV | KUALA LUMPUR PUSAT | EPE | INST |  | Pass | null
417128116 | Existing | 33791 | VACUUM | 11 kV | 630 | TNB | DISTRIBUTION |  |  | 12A20 | PPU YOW CHUAN PLAZA | 300244870 | WKLC/PCE/J01155/MB33791 | 33791 | OPEN | MENARA SEE HOY CHAN (JLN TUN RAZAK) | KUALA LUMPUR PUSAT | EPE | INST |  | Pass | null
412194496 | Existing | 47549 | VACUUM | 11 kV | 630 | TNB | DISTRIBUTION |  |  | HV12 | PE LORNIE ROAD | 311279643 | WKLC/PCE/J01646/MB47549 | 47549 | CLOSED | SSU FEDERAL AUTO JLN SYED PUTRA | KUALA LUMPUR PUSAT | TOSHIBA | INST | YTBC | Pass | null
377363359 | Existing | VCB6 | VACUUM | 11 kV | 630 | TNB | DISTRIBUTION |  | TAMCO | VK-10J20DT | HO WENG KEE | 300044301 | WKLC/PPU/G00009/NB6 | 6 | CLOSED | PPU JALAN RODGER | KUALA LUMPUR PUSAT | TAMCO | INST |  | Pass | null
377949393 | Existing | 1WO | VACUUM | 33 kV | 2 | TNB | DISTRIBUTION |  | TAMCO | GV 30P 25D | BUS COUPLER | 300286537 | WKLC/PPU/G00037/MB1WO | 1WO | CLOSED | PPU PLAZA DUTA (AVENUE K) | KUALA LUMPUR PUSAT | TAMCO | INST |  | Pass | null
378317269 | Existing | 50807 | VACUUM | 11 kV | 630 | TNB | DISTRIBUTION |  |  | VK10J20H | MSB PENGGUNA 11KV | 311302143 | WKLC/PCE/J01805/MB50807 | 50807 | CLOSED | PE KPJ AMPANG PUTERI | KUALA LUMPUR PUSAT | TAMCO | INST | YTBC | Pass | null
417794310 | Existing | 45238 | VACUUM | 11 kV | 630 | TNB | DISTRIBUTION |  |  | 3AH5103-1 | P/E MALURI INN | 311406955 | WKLC/PCE/J01692/MB45238 | 45238 | CLOSED | AMAYA | KUALA LUMPUR PUSAT | ITEM | INST | YTBC | Pass | null
418524012 | Existing | 32593 | VACUUM | 11 kV | 630 | TNB | DISTRIBUTION |  |  | HICLAD 12A20 | IBU PEJABAT POLIS AMPANG | 300244926 | WKLC/PCE/J01152/MB32593 | 32593 | CLOSED | JLN DAGANG 6/3 TMN DAGANG | KUALA LUMPUR PUSAT | EPE | INST |  | Pass | null
377375469 | Existing | VCB11 | VACUUM | 11 kV | 630 | TNB | DISTRIBUTION |  | EPE | VFT-12 | JLN 6/6 TMN KOMS. PANDAN INDAH | 300285813 | WKLC/PPU/G00032/NB11 | 11 | CLOSED | PPU HOSPITAL AMPANG | KUALA LUMPUR PUSAT | EPE | INST |  | Pass | null
412348560 | Existing | 2840 | VACUUM | 11 kV | 630 | TNB | DISTRIBUTION |  |  |  | JALAN PEEL | 300062955 | WKLC/PCE/J00332/MB2840 | 2840 | CLOSED | MTSU | KUALA LUMPUR PUSAT | GEC | INST |  | Pass | null
377377432 | Existing | VCB7 | VACUUM | 11 kV | 630 | TNB | DISTRIBUTION |  | EPE | VFT12D | SPARE | 10001359 | WKLC/PPU/G00038/NB7 | 7 | CLOSED | PPU F & N | KUALA LUMPUR PUSAT |  |  |  | Pass | null
416389974 | Existing | 48094 | VACUUM | 11 kV | 630 | TNB | DISTRIBUTION |  |  | VK10J25H | PADAT SEMENTARA CRCC | 311297171 | WKLC/PCE/J00628/MB48094 | 48094 | CLOSED | WISMA CENTRAL JLN AMPANG | KUALA LUMPUR PUSAT | TAMCO | INST | YTBC | Pass | null
416867722 | Existing | 33663 | VACUUM | 11 kV | 630 | TNB | DISTRIBUTION |  |  | 8BK-88 A3 | NO. 3 P'PURI BT. 2 1/2 CHERAS | 300245209 | WKLC/PCE/J01157/MB33663 | 33663 | CLOSED | NO.2 P/PURI BT 2 1/2 CHERAS | KUALA LUMPUR PUSAT | ITEM | INST |  | Pass | null
411317979 | Existing | 917 | VACUUM | 11 kV | 400 | TNB | DISTRIBUTION |  |  | BVP3 | 7 STOREY JLN HICK | 300062989 | WKLC/PCE/J00339/MB917 | 917 | CLOSED | JLN HICK | KUALA LUMPUR PUSAT | FERGUSON PAILIN | INST |  | Pass | null
418824027 | Existing | 17508 | VACUUM | 11 kV | 800 | TNB | DISTRIBUTION |  |  | HV 12 | PANGSAPURI IMPIANA | 300062042 | WKLC/PCE/J00154/MB17508 | 17508 | CLOSED | TASIK AMPANG COMMERCIAL COMPLEX | KUALA LUMPUR PUSAT | TOSHIBA | INST |  | Pass | null
411748096 | Existing | 10771 | VACUUM | 11 kV | 630 | TNB | DISTRIBUTION |  |  | UNIVAC 12 | PMU PANDAN JAYA | 300064539 | WKLC/PCE/J00611/MB10771 | 10771 | CLOSED | WICKHAM MANOR | KUALA LUMPUR PUSAT | UNIVAC | INST |  | Pass | null
411748256 | Existing | 6602 | VACUUM | 11 kV | 400 | TNB | DISTRIBUTION |  |  | VBH-124-40 | AMARIN WICKHAM JLN WICKHAM | 300064535 | WKLC/PCE/J00610/MB6602 | 6602 | OPEN | RAINTREE CLUB | KUALA LUMPUR PUSAT | AICHI | INST |  | Pass | null
409120749 | Existing |  | VACUUM | 11 kV | 0 | TNB | DISTRIBUTION | [6 empty] | 14 | OPEN | PPU WARISAN TRADISI | KUALA LUMPUR PUSAT |  |  |  | Pass | null
411696155 | Existing | 18255 | VACUUM | 11 kV | 630 | TNB | DISTRIBUTION |  |  | VMH12 | 1000 KVA TAP1 | 300064215 | WKLC/PCE/J00554/MB18255 | 18255 | CLOSED | ADVANCE DESIGN CENTRE | KUALA LUMPUR PUSAT | LKH | INST |  | Pass | null
416458269 | Existing | 49565 | VACUUM | 11 kV | 630 | TNB | DISTRIBUTION |  |  | 3AH5 104-2 | LOOPING | 311302190 | WKLC/PCE/J01041/MB49565 | 49565 | CLOSED | STESEN MONORAIL JALAN HANG TUAH | KUALA LUMPUR PUSAT | ITEM | INST | YTBC | Pass | null
377396293 | Existing | VCB20 | VACUUM | 11 kV | 630 | TNB | DISTRIBUTION |  | TAMCO | VK 10J 25D | LOCAL TX | 300044406 | WKLC/PPU/G00013/NB20 | 20 | CLOSED | PPU KLCC | KUALA LUMPUR PUSAT |  | INST |  | Pass | null
412194233 | Existing | 29539 | VACUUM | 11 kV | 630 | TNB | DISTRIBUTION |  |  | HICLAD12A20 | KHEK LOONG FLATS JLN BERHALA | 300244945 | WKLC/PCE/J01065/MB29538 | 29538 | OPEN | SEK REN BRICKFIELD 2 JLN SULTAN ABD SAMA | KUALA LUMPUR PUSAT | EPE | INST |  | Pass | null
416994645 | Existing | 11681 | VACUUM | 11 kV | 630 | TNB | DISTRIBUTION |  |  |  | SPARE | 300063886 | WKLC/PCE/J00494/MB11681 | 11681 | OPEN | MENARA PAN GLOBAL | KUALA LUMPUR PUSAT | EPE | INST |  | Pass | null
416019964 | Existing | 38571 | VACUUM | 11 kV | 630 | TNB | DISTRIBUTION |  |  | VFT-12 106 | PPU HOTEL ISTANA CB10 | 311279597 | WKLC/PCE/J01672/MB38571 | 38571 | CLOSED | BLK PEJ 170 JLN PERAK | KUALA LUMPUR PUSAT | EPE | INST | YTBC | Pass | null
377951253 | Existing | VCB3 | VACUUM | 11 kV | 630 | TNB | DISTRIBUTION |  | ITEM | 3AH5 104-2 | KUART. KASTAM JL ANG SENG 4 | 310104864 | WKLC/PPU/G00040/NB3 | 3 | CLOSED | PPU BANK KERJASAMA RAKYAT | KUALA LUMPUR PUSAT | ITEM | INST | YTBC | Pass | null
377952142 | Existing | 2HO | VACUUM | 33 kV | 1 | TNB | DISTRIBUTION |  | ITEM | N/A | 2HO - 30 MVA TX 2 | 300451587 | WKLC/PPU/G00039/MB2HO | 2HO | CLOSED | PPU ST MARY | KUALA LUMPUR PUSAT | ITEM | INST |  | Pass | null
412314565 | Existing | 7990 | VACUUM | 11 kV | 630 | TNB | DISTRIBUTION |  |  | VK 10J20H | BANGKOK BANK | 300244690 | WKLC/PCE/J01007/MB7990 | 7990 | CLOSED | CENTRAL MARKET | KUALA LUMPUR PUSAT | TAMCO | INST |  | Pass | null
412314405 | Existing | 21595 | VACUUM | 11 kV | 630 | TNB | DISTRIBUTION |  |  | SBV 4 | PPU BSKL | 300245020 | WKLC/PCE/J01258/MB21595 | 21595 | CLOSED | CONFUCIAN SECONDRY SCHOOL | KUALA LUMPUR PUSAT | GEC | INST |  | Pass | null
417076711 | Existing | 46512 | VACUUM | 11 kV | 630 | TNB | DISTRIBUTION |  |  | 8BK-88E | SSU MENARA FELDA DR43950 | 311297230 | WKLC/PCE/J01691/MB46512 | 46512 | CLOSED | SSU MENARA NAZA | KUALA LUMPUR PUSAT | ITEM | INST | YTBC | Pass | null
415556417 | Existing | 12087 | VACUUM | 11 kV | 630 | TNB | DISTRIBUTION |  |  | VK10J20H | CHINESE MATERNITY HOSPITAL | 300244740 | WKLC/PCE/J01092/MB12087 | 12087 | CLOSED | SWISS GARDEN HOTEL | KUALA LUMPUR PUSAT | TAMCO | INST |  | Pass | null
416831476 | Existing | 28671 | VACUUM | 11 kV | 630 | TNB | DISTRIBUTION |  |  | 3AH5 103-2 | TX2 1000KVA | 311279626 | WKLC/PCE/J00543/MB28671 | 28671 | CLOSED | ROYAL SELANGOR GOLF CLUB | KUALA LUMPUR PUSAT | ITEM | INST | YTBC | Pass | null
417309128 | Existing |  | VACUUM | 11 kV | 0 | TNB | DISTRIBUTION | [6 empty] | 30653 | OPEN | HOTEL WESTIN | KUALA LUMPUR PUSAT |  |  |  | Pass | null
417308968 | Existing | 7295 | VACUUM | 11 kV | 630 | TNB | DISTRIBUTION |  |  | VK10J20H | KL PLAZA CONSUMER | 300245383 | WKLC/PCE/J00536/MB7295 | 7295 | CLOSED | KL PLAZA | KUALA LUMPUR PUSAT | TAMCO | INST |  | Pass | null
54986387 | Existing | VCB2 | VACUUM | 33 kV | 630 | TNB | DISTRIBUTION |  | ITEM | 8BK88 K02 | SPARE | 300454821 | WKLC/PPU/G00041/NB2 | 2-K02 | CLOSED | PPU SG PURUN | KUALA LUMPUR PUSAT | ITEM | INST |  | Pass | null
416586842 | Existing | 2023 | VACUUM | 11 kV | 630 | TNB | DISTRIBUTION |  |  | VK10J20H | SEK KUEN CHENG JLN BELFIELD | 300244794 | WKLC/PCE/J01221/MB2023 | 2023 | CLOSED | ISTANA NEGARA | KUALA LUMPUR PUSAT | TAMCO | INST |  | Pass | null
377524105 | Existing | VCB30 | VACUUM | 11 kV | 2 | TNB | DISTRIBUTION |  | TAMCO | VK 10P25D | BUS SECTION | 300044029 | WKLC/PMU/G00008/NB30 | 30 | CLOSED | PMU PUDU ULU 132/33/11KV | KUALA LUMPUR PUSAT | TAMCO | INST |  | Pass | null
411691744 | Existing | 13321 | VACUUM | 11 kV | 630 | TNB | DISTRIBUTION |  |  | VK 10J25H | 11KV PENGGUNA | 300245155 | WKLC/PCE/J00037/MB20839 | 13321 | CLOSED | HONG LEONG HQ | KUALA LUMPUR PUSAT | TAMCO | INST |  | Pass | null
417046298 | Proposed |  | VACUUM | 11 kV | 0 | TNB | DISTRIBUTION | [7 empty] | CLOSED |  | KUALA LUMPUR PUSAT |  |  |  | Fail | Please check "Status"
419081934 | Existing | 47140 | VACUUM | 11 kV | 630 | TNB | DISTRIBUTION |  |  | 3AH5104-2 | LOOPING | 311302160 | WKLC/PCE/J01680/MB47140 | 47140 | CLOSED | MENARA HAP SENG JLN TENGAH | KUALA LUMPUR PUSAT | ITEM | INST | YTBC | Pass | null
377590910 | Existing | VCB8 | VACUUM | 33 kV | 630 | TNB | DISTRIBUTION |  | TAMCO | VK 10J 20D | PALM SQUARE NO 5 | 300044748 | WKLC/PPU/G00025/NB8 | 8 | CLOSED | PPU TAMAN DATOK AHMAD RAZALI | KUALA LUMPUR PUSAT | TAMCO | INST |  | Pass | null
377591735 | Existing | VCB30 | VACUUM | 11 kV | 2 | TNB | DISTRIBUTION |  | TAMCO | VK 10P 25D | BUS SECTION | 300044770 | WKLC/PPU/G00026/NB30 | 30 | CLOSED | PPU TAMAN KOSAS | KUALA LUMPUR PUSAT | TAMCO | INST |  | Pass | null
416377027 | Existing | 44354 | VACUUM | 11 kV | 630 | TNB | DISTRIBUTION |  |  | 8BK-88E | PENGGUNA 11KV NO.1 | 300387052 | WKLC/PCE/J01613/MB44354 | 44354 | CLOSED | BINJAI 8 LRG BINJAI | KUALA LUMPUR PUSAT | ITEM | INST |  | Pass | null
416822908 | Existing | 15878 | VACUUM | 11 kV | 630 | TNB | DISTRIBUTION |  |  | VK 10J20H | RITZ CARLTON | 300061899 | WKLC/PCE/J00132/MB15878 | 15878 | OPEN | MENARA KECK SENG | KUALA LUMPUR PUSAT | TAMCO | INST |  | Pass | null
378148345 | Existing | 2L5 | VACUUM | 33 kV | 1 | TNB | DISTRIBUTION |  | EPE | VJ-32DBB | SSU BERJAYA STARCITY | 300043908 | WKLC/PMU/G00004/MB2L5 | 2L5 | CLOSED | PMU JALAN IMBI 132/33/11KV | KUALA LUMPUR PUSAT |  | INST |  | Pass | null
377799365 | Existing | VCB7 | VACUUM | 11 kV | 630 | TNB | DISTRIBUTION |  | TAMCO | VK10J20H | EXOTIC CAR COMP. JLN LOKE YEW | 300044329 | WKLC/PPU/G00010/NB7 | 7 | CLOSED | PPU JALAN SG BESI | KUALA LUMPUR PUSAT | TAMCO | INST |  | Pass | null
416922277 | Existing | 39193 | VACUUM | 11 kV | 630 | TNB | DISTRIBUTION |  |  | VK10J20H | TX 1 | 10000760 | WKLC/PCE/J01075/MB39193 | 39193 | CLOSED | 633 RESIDENCY JLN SCOTT | KUALA LUMPUR PUSAT | TAMCO | INST |  | Pass | null
378160135 | Existing | 3P5 | VACUUM | 33 kV | 1 | TNB | DISTRIBUTION |  | EPE | VGA-32 | 3P5 - PPU PANDAN INDAH | 310104879 | WKLC/PPU/G00043/MB5 | 1SO | CLOSED | PPU BANGUNAN MAS BARU | KUALA LUMPUR PUSAT |  |  |  | Pass | null
418150402 | Existing | 40300 | VACUUM | 11 kV | 630 | TNB | DISTRIBUTION |  |  | VFT-12 | LOT 163 JALAN PERAK | 300268615 | WKLC/PCE/J01440/MB40300 | 40300 | OPEN | ONE KLCC JLN PINANG | KUALA LUMPUR PUSAT | EPE | INST |  | Pass | null
417037883 | Existing | 614 | VACUUM | 11 kV | 400 | TNB | DISTRIBUTION |  |  | BVP3 | HUA JIANG | 300062696 | WKLC/PCE/J00279/MB614 | 614 | CLOSED | LEE YAN LIAN | KUALA LUMPUR PUSAT | FERGUSON PAILIN | INST |  | Pass | null
416346671 | Existing | 40075 | VACUUM | 11 kV | 630 | TNB | DISTRIBUTION |  |  | VFT12 | PADAT PUSAT HIBURAN JALAN LAW | 300268664 | WKLC/PCE/J01445/MB40075 | 40075 | CLOSED | IDAMAN RESIDENCE JLN LAW YEE SWEE | KUALA LUMPUR PUSAT | EPE | INST |  | Pass | null
377693007 | Existing |  | VACUUM | 33 kV | 0 | TNB | DISTRIBUTION | [6 empty] | 1HO | CLOSED | PMU MID VALLEY 132/33/11KV | KUALA LUMPUR PUSAT |  |  |  | Pass | null
377363589 | Existing | 3P5 | VACUUM | 33 kV | 1 | TNB | DISTRIBUTION |  | SIEMENS | 8DB 10 | 3P5-PMU BRICKFIELDS | 300286428 | WKLC/PPU/G00009/MB3P5 | 3P5 | CLOSED | PPU JALAN RODGER | KUALA LUMPUR PUSAT | SIEMENS | INST |  | Pass | null
377363557 | Existing | VCB9 | VACUUM | 11 kV | 630 | TNB | DISTRIBUTION |  | TAMCO | VK-10J20DT | STADIUM NEGARA | 300044304 | WKLC/PPU/G00009/NB9 | 9 | CLOSED | PPU JALAN RODGER | KUALA LUMPUR PUSAT | TAMCO | INST |  | Pass | null
415929930 | Existing | 6960 | VACUUM | 11 kV | 630 | TNB | DISTRIBUTION |  |  | 8BK-88E | TX | 300064041 | WKLC/PCE/J00525/MB6960 | 6960 | CLOSED | MING COURT HOTEL | KUALA LUMPUR PUSAT | ITEM | INST |  | Pass | null
377556122 | Existing | VCB14 | VACUUM | 11 kV | 630 | TNB | DISTRIBUTION |  | TAMCO | VK10J20D | VCB 14 - VERSATILE PAPER BOXES | 300044569 | WKLC/PPU/G00019/NB14 | 14 | CLOSED | PPU PANDAN INDAH | KUALA LUMPUR PUSAT | TAMCO | INST |  | Pass | null
411335427 | Existing | 7891 | VACUUM | 11 kV | 630 | TNB | DISTRIBUTION |  |  | VK 10J25H | TX 1 | 300063811 | WKLC/PCE/J00480/MB7891 | 7891 | CLOSED | AIK HUA NO.1 | KUALA LUMPUR PUSAT | TAMCO | INST |  | Pass | null
63373088 | Existing | 7L5 | VACUUM | 33 kV | 1 | TNB | DISTRIBUTION |  | TOSHIBA | VY30M25D | BSKL | 300043872 | WKLC/PMU/G00002/MB7L5 | 7L5 | CLOSED | PMU BUKIT MAHKAMAH 132/33/11KV | KUALA LUMPUR PUSAT | TOSHIBA | INST |  | Pass | null
377694568 | Existing | VCB34 | VACUUM | 11 kV | 2 | TNB | DISTRIBUTION |  | EPE | VFT-12D | BUS COUPLER | 300043939 | WKLC/PMU/G00005/NB34 | 34 | CLOSED | PMU KLCC 132/33/11KV | KUALA LUMPUR PUSAT | EPE | INST |  | Pass | null
377303382 | Existing | VCB11 | VACUUM | 11 kV | 630 | TNB | DISTRIBUTION |  | TAMCO | VK 10J 20D | P/E IBU PEJABAT BSN | 300044866 | WKLC/PPU/G00030/NB11 | 11 | CLOSED | PPU UNION SQUARE | KUALA LUMPUR PUSAT | TAMCO | INST |  | Pass | null
377799095 | Existing | VCB4 | VACUUM | 11 kV | 630 | TNB | DISTRIBUTION |  | TAMCO | VK10J20H | MALAYAN TOBACCO COMPACT | 300044327 | WKLC/PPU/G00010/NB4 | 4 | CLOSED | PPU JALAN SG BESI | KUALA LUMPUR PUSAT | TAMCO | INST |  | Pass | null
418227731 | Existing | 51087 | VACUUM | 11 kV | 630 | TNB | DISTRIBUTION |  |  | VK 10J20H | BUS TIE | 311279544 | WKLC/PCE/J01809/MB51087 | 51087 | CLOSED | SSU MENARA TR 1 JLN AMPANG | KUALA LUMPUR PUSAT | TAMCO | INST | YTBC | Pass | null
412744348 | Existing | 49322 | VACUUM | 11 kV | 630 | TNB | DISTRIBUTION |  |  | 3AH5104-2 | PMU DANAU DESA CB13 | 300537137 | WKLC/PCE/J01722/MB1 | 49322 | CLOSED | SSU DESA GREEN TMN DESA | KUALA LUMPUR SELATAN | SIEMENS | INST | YTBC | Fail | Please check "Operational Area"
417871108 | Existing | 42593 | VACUUM | 11 kV | 630 | TNB | DISTRIBUTION |  |  | VK 10J20H | TX2 | 300268673 | WKLC/PCE/J01550/MB42593 | 42593 | CLOSED | MUTIARA RESIDENCY JLN THAMBY ABDULLAH | KUALA LUMPUR PUSAT | TAMCO | INST |  | Pass | null
417626001 | Existing | 6491 | VACUUM | 11 kV | 630 | TNB | DISTRIBUTION |  |  | VK10J20H | PUSAT LATIHAN MAJLIS AGAMA ISL | 300066148 | WKLC/PCE/J00890/MB6491 | 6491 | CLOSED | TAMAN MALURI NO.4 | KUALA LUMPUR PUSAT | TAMCO | INST |  | Pass | null
415092664 | Existing | 46465 | VACUUM | 11 kV | 630 | TNB | DISTRIBUTION |  |  | 12A20 | PENGGUNA 11KV TWR 1 INC. NO.2 | 300450878 | WKLC/PCE/J01621/MB46465 | 46465 | CLOSED | SSU BANK RAKYAT JLN TRAVERS | KUALA LUMPUR PUSAT | EPE | INST |  | Pass | null
377673431 | Existing | VCB9 | VACUUM | 11 kV | 630 | TNB | DISTRIBUTION |  | TAMCO | VK 10J20D | WICHKAM MANOR | 300044008 | WKLC/PMU/G00007/NB9 | 9 | CLOSED | PMU PANDAN MAJU 132/33/11KV | KUALA LUMPUR PUSAT | TAMCO | INST |  | Pass | null
378317268 | Existing | 50811 | VACUUM | 11 kV | 630 | TNB | DISTRIBUTION |  |  | VK10J20H | AMPANG PUTRI SPECILIST CENTRAL | 311302147 | WKLC/PCE/J01805/MB50811 | 50811 | CLOSED | PE KPJ AMPANG PUTERI | KUALA LUMPUR PUSAT | TAMCO | INST | YTBC | Pass | null
418271328 | Existing | 2628 | VACUUM | 11 kV | 630 | TNB | DISTRIBUTION |  |  |  | HOTEL MALAYA | 300245335 | WKLC/PCE/J00999/MB2628 | 2628 | CLOSED | ORIENTAL BANK JLN TAN CHENG LOCK | KUALA LUMPUR PUSAT |  | INST |  | Pass | null
63372825 | Existing | VCB31 | VACUUM | 11 kV | 2 | TNB | DISTRIBUTION |  | TOSHIBA | VK 10P25D | INCOMER 2 | 300043886 | WKLC/PMU/G00002/NB32 | 32 | CLOSED | PMU BUKIT MAHKAMAH 132/33/11KV | KUALA LUMPUR PUSAT | TOSHIBA | INST |  | Pass | null
417441741 | Existing | 173 | VACUUM | 11 kV | 630 | TNB | DISTRIBUTION |  |  | VFT-12 | POLIS COPERATIVE | 300244895 | WKLC/PCE/J01049/MB173 | 173 | CLOSED | WISMA TUN SAMBANTHAN | KUALA LUMPUR PUSAT | EPE | INST |  | Pass | null
417999713 | Existing |  | VACUUM | 11 kV | 0 | TNB | DISTRIBUTION | [6 empty] | 3 | OPEN | PPU BANDAR BARU AMPANG D-WKL-S04-9079 | KUALA LUMPUR PUSAT |  |  |  | Pass | null
415746232 | Existing | 1494 | VACUUM | 11 kV | 630 | TNB | DISTRIBUTION |  |  | VMH 12 | PENGGUNA 11KV | 300244606 | WKLC/PCE/J00997/MB1494 | 1494 | CLOSED | WISMA PUTRA(INST DIPLOMASI&HUBUNGAN LUAR | KUALA LUMPUR PUSAT | LKH | INST |  | Pass | null
411700194 | Existing |  | VACUUM | 11 kV | 0 | TNB | DISTRIBUTION | [6 empty] | 51821 | CLOSED | THE RUMA JLN KIA PENG | KUALA LUMPUR PUSAT |  |  |  | Pass | null
417862035 | Existing | 9104 | VACUUM | 11 kV | 630 | TNB | DISTRIBUTION |  |  | VFT12 | P/U YOW CHUAN | 300064589 | WKLC/PCE/J00620/MB9104 | 9104 | CLOSED | BRITISH HIGH COMMISSION | KUALA LUMPUR PUSAT | EPE | INST |  | Pass | null
417862892 | Existing | 42655 | VACUUM | 11 kV | 630 | TNB | DISTRIBUTION |  |  | VK10J20H | MSB PENGGUNA 11KV | 300293328 | WKLC/PCE/J01568/MB42655 | 42655 | CLOSED | SSU MENARA HSC JALAN AMPANG | KUALA LUMPUR PUSAT | TAMCO | INST |  | Pass | null
377521195 | Existing | VCB32 | VACUUM | 11 kV | 2 | TNB | DISTRIBUTION |  | ABB | VD4E1206P20 | VCB32 - 30MVA TX2 | 300044118 | WKLC/PPU/G00003/NB32 | 32 | CLOSED | PPU BUKIT BINTANG | KUALA LUMPUR PUSAT | ABB | INST |  | Pass | null
377521291 | Existing | VCB6 | VACUUM | 11 kV | 630 | TNB | DISTRIBUTION |  | ABB | VD4E1206P20 | VCB6 - WISMA JERNEH | 300044123 | WKLC/PPU/G00003/NB6 | 6 | CLOSED | PPU BUKIT BINTANG | KUALA LUMPUR PUSAT | ABB | INST |  | Pass | null
411709004 | Existing | 17267 | VACUUM | 11 kV | 630 | TNB | DISTRIBUTION |  |  | VK10J20H | 11KV CONSUMER(DEPT STORE LEVEL | 300061731 | WKLC/PCE/J00100/MB17267 | 17267 | CLOSED | SSU KLCC A | KUALA LUMPUR PUSAT | TAMCO | INST |  | Pass | null
416509576 | Existing | 29962 | VACUUM | 11 kV | 630 | TNB | DISTRIBUTION |  |  | UNIVAC 12 | TAMAN BUKIT TERATAI NO 3 | 300245109 | WKLC/PCE/J00014/MB29962 | 29962 | CLOSED | BLK A RMH PANGSA KOS RDHTMN BKT TERATAI | KUALA LUMPUR PUSAT | UNIVAC | INST |  | Pass | null
377395627 | Existing | VCB31 | VACUUM | 11 kV | 2 | TNB | DISTRIBUTION |  | TAMCO | VK 10P 25D | 30 MVA TX 1 | 300044409 | WKLC/PPU/G00013/NB31 | 31 | CLOSED | PPU KLCC | KUALA LUMPUR PUSAT |  | INST |  | Pass | null
377980075 | Existing | 2S5 | VACUUM | 33 kV | 1 | TNB | DISTRIBUTION |  | TAMCO | GV 30M 25 | 2S5 - CONSUMER NO.2 | 310470452 | WKLC/SSU/G00021/MB6 | 2S5 | CLOSED | SSU M CITY JLN AMPANG | KUALA LUMPUR PUSAT |  | INST | YTBC | Pass | null
415895704 | Existing | 39649 | VACUUM | 11 kV | 630 | TNB | DISTRIBUTION |  |  | 3AH5 103 | PENGGUNA 11KV NO1 | 311319607 | WKLC/PCE/J01689/MB39649 | 39649 | CLOSED | THE BINJAI | KUALA LUMPUR PUSAT | ITEM | INST | YTBC | Pass | null
377590507 | Existing | VCB30 | VACUUM | 11 kV | 2 | TNB | DISTRIBUTION |  | TAMCO | VK 10P 25D | BUS SECTION | 300044710 | WKLC/PPU/G00024/NB30 | 30 | OPEN | PPU STAR HILL | KUALA LUMPUR | TAMCO | INST |  | Fail | Please check "Operational Area"
378147622 | Existing |  | VACUUM | 11 kV | 0 | TNB | DISTRIBUTION | [6 empty] | 30 | OPEN | PPU KL ECO CITY NO 2 | KUALA LUMPUR PUSAT |  |  |  | Pass | null
416823234 | Existing | 42673 | VACUUM | 11 kV | 630 | TNB | DISTRIBUTION |  |  | 3AH5 103-1 | P/E BKT BINTANG NO 2 | 300290914 | WKLC/PCE/J01553/MB42673 | 42673 | OPEN | MENARA WORLDWIDE JLN BKT BINTANG | KUALA LUMPUR PUSAT | ITEM | INST |  | Pass | null
417794302 | Existing | 45237 | VACUUM | 11 kV | 630 | TNB | DISTRIBUTION |  |  | 3AH5103-1 | PENGGUNA | 311406956 | WKLC/PCE/J01692/MB45237 | 45237 | CLOSED | AMAYA | KUALA LUMPUR PUSAT | ITEM | INST | YTBC | Pass | null
418308634 | Existing | 16082 | VACUUM | 11 kV | 630 | TNB | DISTRIBUTION |  |  | VK10J20H | TX | 300062385 | WKLC/PCE/J00219/MB16082 | 16082 | CLOSED | P/PURI ANJUNG DAMAI JLN MURNI | KUALA LUMPUR PUSAT | TAMCO | INST |  | Pass | null
418115404 | Existing | 28714 | VACUUM | 11 kV | 630 | TNB | DISTRIBUTION |  |  | 4/800/20-SI | TX | 300062552 | WKLC/PCE/J00248/MB28714 | 28714 | CLOSED | PERSIMPANGAN BERTINGKAT JLN TUN RAZAK/JL | KUALA LUMPUR PUSAT | GEC | INST |  | Pass | null
417999578 | Existing |  | VACUUM | 11 kV | 0 | TNB | DISTRIBUTION | [6 empty] | 5 | OPEN | PPU BANDAR BARU AMPANG D-WKL-S04-9079 | KUALA LUMPUR PUSAT |  |  |  | Pass | null
417308238 | Existing | 13575 | VACUUM | 11 kV | 630 | TNB | DISTRIBUTION |  |  | VFT12 | PADAT RESTORAN ORIENTAL | 300064200 | WKLC/PCE/J00552/MB13575 | 13575 | CLOSED | WISMA XYZ | KUALA LUMPUR PUSAT | EPE | INST |  | Pass | null
417308935 | Existing |  | VACUUM | 11 kV | 0 | TNB | DISTRIBUTION | [6 empty] | 7451 | OPEN | KL PLAZA | KUALA LUMPUR PUSAT |  |  |  | Pass | null
377673278 | Existing | 4TO | VACUUM | 33 kV | 2 | TNB | DISTRIBUTION |  | TAMCO | VY30P25D | INCAMER N02 | 300043986 | WKLC/PMU/G00007/MB4TO | 4TO | CLOSED | PMU PANDAN MAJU 132/33/11KV | KUALA LUMPUR PUSAT | TAMCO | INST |  | Pass | null
411739687 | Existing |  | VACUUM | 11 kV | 0 | TNB | DISTRIBUTION | [6 empty] | 51935 | CLOSED | SSU PANDAN MAS 2B | KUALA LUMPUR PUSAT |  |  |  | Pass | null
54986386 | Existing | VCB13 |  | 33 kV | 630 | TNB | DISTRIBUTION |  | ITEM | 8BK88 K13 | SPARE | 300454812 | WKLC/PPU/G00041/NB13 | 13-K13 | OPEN | PPU SG PURUN | KUALA LUMPUR PUSAT | ITEM | INST |  | Fail | Please check "InsulationType"
416870502 | Existing | 21510 | VACUUM | 11 kV | 630 | TNB | DISTRIBUTION |  |  | VFT 12 | P/E DID RESEAARCH AMPANG | 300061877 | WKLC/PCE/J00124/MB21510 | 21510 | CLOSED | ONE AMPANG AVENUE NO.4 | KUALA LUMPUR PUSAT | EPE | INST |  | Pass | null
419450869 | Existing | 15906 | VACUUM | 11 kV | 630 | TNB | DISTRIBUTION |  |  | SBV 4 | PENGGUNA | 300062439 | WKLC/PCE/J00230/MB15906 | 15906 | CLOSED | MENARA BUDAYA | KUALA LUMPUR PUSAT | GEC | INST |  | Pass | null
419597357 | Existing |  | VACUUM | 11 kV | 0 | TNB | DISTRIBUTION |  |  | 8BK-88E B2A |  | 311561425 | WKLC/PCE/J01898/MB6 | 52518 | CLOSED | PE MENARA M101 JALAN BABA | KUALA LUMPUR PUSAT | ITEM INDUSTRIAL ENGINEERING | INST | YTBC | Pass | null
377361472 | Existing | VCB9 | VACUUM | 11 kV | 630 | TNB | DISTRIBUTION |  | REYROLLE | LMVP/X5/M0 | CABLE ABANDON | 300044383 | WKLC/PPU/G00012/NB9 | 9 | OPEN | PPU KL TOWN | KUALA LUMPUR PUSAT | REYROLLE | INST |  | Pass | null
417205059 | Existing | 35603 | VACUUM | 11 kV | 630 | TNB | DISTRIBUTION |  |  | VK 10J25H | SPARE | 300245831 | WKLC/PCE/J01347/MB35603 | 35603 | CLOSED | DUA RESIDENCY JLN TUN RAZAK | KUALA LUMPUR PUSAT | TAMCO | INST |  | Pass | null
417768544 | Existing | 16244 | VACUUM | 11 kV | 630 | TNB | DISTRIBUTION |  |  | VMH12 | PPU TMN KOSAS(B12) | 300065065 | WKLC/PCE/J00703/MB16244 | 16244 | CLOSED | AYERS TOWER | KUALA LUMPUR PUSAT | LKH | INST |  | Pass | null
63372506 | Existing | 5L5 | VACUUM | 33 kV | 1 | TNB | DISTRIBUTION |  | TOSHIBA | VY30M25D | BSKL | 300043870 | WKLC/PMU/G00002/MB5L5 | 5L5 | CLOSED | PMU BUKIT MAHKAMAH 132/33/11KV | KUALA LUMPUR PUSAT | TOSHIBA | INST |  | Pass | null
417046386 | Existing |  | VACUUM | 11 kV | 0 | TNB | DISTRIBUTION | [6 empty] | 6 | CLOSED |  | KUALA LUMPUR PUSAT |  |  |  | Pass | null
407544010 | Existing | 2S5 | VACUUM | 33 kV | 1 | TNB | DISTRIBUTION |  |  |  | CONSUMER 2 | 311031676 | WKLC/SSU/G00032/MB4 | 4S5 | CLOSED | SSU EQUATORIAL | KUALA LUMPUR PUSAT | TSG | INST | YTBC | Pass | null
412305996 | Existing | 10131 | VACUUM | 11 kV | 630 | TNB | DISTRIBUTION |  |  | VCB | MENARA BUKIT CEYLON | 10000980 | WKLC/PCE/J00287/MB10131 | 10131 | CLOSED | REGENCY TOWER | KUALA LUMPUR PUSAT | GEC | INST |  | Pass | null
416376994 | Existing | 44353 | VACUUM | 11 kV | 630 | TNB | DISTRIBUTION |  |  | 8BK-88E | PPU NARAJAYA CB 14 | 300387051 | WKLC/PCE/J01613/MB44353 | 44353 | CLOSED | BINJAI 8 LRG BINJAI | KUALA LUMPUR PUSAT | ITEM | INST |  | Pass | null
378147551 | Existing |  | VACUUM | 11 kV | 0 | TNB | DISTRIBUTION | [6 empty] | 7 | OPEN | PPU KL ECO CITY NO 2 | KUALA LUMPUR PUSAT |  |  |  | Pass | null
411305504 | Existing | 11167 | VACUUM | 11 kV | 630 | TNB | DISTRIBUTION |  |  | VK 10J20H | P/U BKT MAHKAMAH | 300244676 | WKLC/PCE/J01251/MB11167 | 11167 | CLOSED | WISMA FUI CHUI | KUALA LUMPUR PUSAT | TAMCO | INST |  | Pass | null
416823035 | Existing | 21050 | VACUUM | 11 kV | 630 | TNB | DISTRIBUTION |  |  | 12A20 | BUS SECTION | 300062433 | WKLC/PCE/J00228/MB21050 | 21050 | CLOSED | THE ASCOTT JALAN PINANG | KUALA LUMPUR PUSAT | EPE | INST |  | Pass | null
418382861 | Existing |  | VACUUM | 11 kV | 0 | TNB | DISTRIBUTION |  |  | INS24 |  | 300065223 | WKLC/PCE/J00731/MB20126 | 20126 | CLOSED | LOJI KUMBAHAN TMN DAGANG | KUALA LUMPUR PUSAT | INDKOM | INST |  | Pass | null
417076479 | Existing | 11694 | VACUUM | 11 kV | 630 | TNB | DISTRIBUTION |  |  | VK10J20H | TX | 10000584 | WKLC/PCE/J00576/MB11694 | 11694 | CLOSED | TELEKOM LORONG KUDA | KUALA LUMPUR PUSAT | TAMCO | INST |  | Pass | null
419090142 | Existing | 39797 | VACUUM | 11 kV | 630 | TNB | DISTRIBUTION |  |  | VK10J20H | P/E PADAT IMC SHOW FLAT | 311297226 | WKLC/PCE/J00959/MB39797 | 39797 | CLOSED | MIDF | KUALA LUMPUR PUSAT | TAMCO | INST | YTBC | Pass | null
419090775 | Existing |  | VACUUM | 11 kV | 630 | TNB | DISTRIBUTION |  |  | 8BK88E |  | 310191691 | WKLC/PCE/J01784/MB1 | 50541 | OPEN | THE NEWS JLN YAP KWANG SENG | KUALA LUMPUR PUSAT | ITEM | INST | YTBC | Pass | null
416385171 | Existing | 10483 | VACUUM | 11 kV | 630 | TNB | DISTRIBUTION |  |  | VK 10J20H | GOLF VIEW ROAD 1 COMPACT S/S | 300064564 | WKLC/PCE/J00616/MB10483 | 10483 | CLOSED | GOLF VIEW ROAD NO 2 | KUALA LUMPUR PUSAT | TAMCO | INST |  | Pass | null
412266990 | Existing | 21327 | VACUUM | 11 kV | 630 | TNB | DISTRIBUTION |  |  | VK10J20H | TX 1000 KVA | 300537541 | WKLC/PCE/J00792/MB2 | 21327 | CLOSED | SUNSHINE HOTEL | KUALA LUMPUR PUSAT | TAMCO | INST | YTBC | Pass | null
412267751 | Existing | 42420 | VACUUM | 11 kV | 630 | TNB | DISTRIBUTION |  |  | VK10J20H | PPU BUKIT BINTANG | 300287534 | WKLC/PCE/J01512/MB42420 | 42420 | CLOSED | TARAGON PUTERI BINTANG JALAN BABA | KUALA LUMPUR PUSAT | TAMCO | INST |  | Pass | null
378160198 | Existing |  | VACUUM | 11 kV | 0 | TNB | DISTRIBUTION | [6 empty] | 32 | CLOSED | PPU BANGUNAN MAS BARU | KUALA LUMPUR PUSAT |  |  |  | Pass | null
412297684 | Existing | 11344 | VACUUM | 11 kV | 630 | TNB | DISTRIBUTION |  |  | VFT12 | TX 1 | 300063820 | WKLC/PCE/J00481/MB11344 | 11344 | CLOSED | KASSIM CHAN ( MENARA HARTA PRIMA ) | KUALA LUMPUR PUSAT | EPE | INST |  | Pass | null
377556121 | Existing | VCB2 | VACUUM | 11 kV | 630 | TNB | DISTRIBUTION |  | TAMCO | VK10J20D | PADAN MEWAH HGHT JLN MWH UTARA | 300044571 | WKLC/PPU/G00019/NB2 | 2 | CLOSED | PPU PANDAN INDAH | KUALA LUMPUR PUSAT | TAMCO | INST |  | Pass | null
411335426 | Existing | 8179 | VACUUM | 11 kV | 630 | TNB | DISTRIBUTION |  |  | VK 10J25H | MAKISSA (MCB PLAZA) | 300063813 | WKLC/PCE/J00480/MB8179 | 8179 | CLOSED | AIK HUA NO.1 | KUALA LUMPUR PUSAT | TAMCO | INST |  | Pass | null
377398842 | Existing | VCB6 | VACUUM | 11 kV | 630 | TNB | DISTRIBUTION |  | TAMCO | VK 10J 20D | SSU UE3 11KV | 300044523 | WKLC/PPU/G00017/NB6 | 6 | CLOSED | PPU MIHARJA | KUALA LUMPUR PUSAT | TAMCO | INST |  | Pass | null
377399603 | Existing | VCB30 | VACUUM | 11 kV | 2 | TNB | DISTRIBUTION |  | TAMCO | VK 10P25D | BUS SECTION | 300044545 | WKLC/PPU/G00018/NB30 | 30 | CLOSED | PPU NARAJAYA | KUALA LUMPUR PUSAT | TAMCO | INST |  | Pass | null
417635265 | Existing | 3946 | VACUUM | 11 kV | 600 | TNB | DISTRIBUTION |  |  | BVP.500 | P/E UDA JLN PETALING | 300245240 | WKLC/PCE/J01222/MB7852 | 3946 | CLOSED | WISMA HO WENG KEE | KUALA LUMPUR PUSAT | GREAT BRITAIN | INST |  | Pass | null
415745637 | Existing | 20340 | VACUUM | 11 kV | 630 | TNB | DISTRIBUTION |  |  | VK10J20H | TX | 311302173 | WKLC/PCE/J00013/MB20340 | 20340 | CLOSED | HOTEL NOVA | KUALA LUMPUR PUSAT | TAMCO | INST | YTBC | Pass | null
417020568 | Existing | 7859 | VACUUM | 11 kV | 630 | TNB | DISTRIBUTION |  |  | VK10J25H | TAMAN MALURI NO 17 | 300244718 | WKLC/PCE/J00486/MB7859 | 7859 | CLOSED | TELEKOM TAMAN MALURI | KUALA LUMPUR PUSAT | TAMCO | INST |  | Pass | null
377374048 | Existing | 4P5 | VACUUM | 33 kV | 1 | TNB | DISTRIBUTION |  | TAMCO | VY-30M25D | 4P5-PMU PANDAN MAJU | 300046888 | WKLC/PPU/G00035/MB4P5 | 4P5 | CLOSED | PPU MPAJ | KUALA LUMPUR PUSAT | TAMCO | INST |  | Pass | null
378160095 | Existing | VCB1 | VACUUM | 11 kV | 630 | TNB | DISTRIBUTION |  | EPE | VFT-12 | VCB1-P/E TELEKOM TMN PUTRA | 310104916 | WKLC/PPU/G00043/NB10 | 10 | CLOSED | PPU BANGUNAN MAS BARU | KUALA LUMPUR PUSAT |  |  |  | Pass | null
417896758 | Existing | 16762 | VACUUM | 11 kV | 630 | TNB | DISTRIBUTION |  |  | VFT-12 | TX 2 | 10001038 | WKLC/PCE/J00216/MB16762 | 16762 | CLOSED | PERINDUSTRIAN RINGAN PANDAN MEWAH NO.2 | KUALA LUMPUR PUSAT | EPE | INST |  | Pass | null
416921917 | Existing | 29869 | VACUUM | 11 kV | 630 | TNB | DISTRIBUTION |  |  | HICLAD 12A20 | P/E SULAIMAN BUILDING | 300244819 | WKLC/PCE/J01294/MB29869 | 29869 | OPEN | MONORAIL HQ JLN TEBING(SPUR) | KUALA LUMPUR PUSAT | EPE | INST |  | Pass | null
417506525 | Existing | 36221 | VACUUM | 11 kV | 800 | TNB | DISTRIBUTION |  |  | HV-12 | PMU PANDAN MAJU | 311297328 | WKLC/PCE/J01425/MB36221 | 36221 | CLOSED | TESCO KG. PANDAN | KUALA LUMPUR PUSAT | TOPRANK | INST | YTBC | Pass | null
379865111 | Existing | 1WO | VACUUM | 33 kV | 2 | TNB | DISTRIBUTION |  | TAMCO | VY-30P 25D | BUS COUPLER | 300286507 | WKLC/PPU/G00021/MB1WO | 1WO | OPEN | PPU PHILEO | KUALA LUMPUR PUSAT | TAMCO | INST |  | Pass | null
412327478 | Existing | 36425 | VACUUM | 11 kV | 800 | TNB | DISTRIBUTION |  |  | HV12 | TX1 | 300284265 | WKLC/PCE/J01490/MB36425 | 36425 | CLOSED | UNITED ENGINEERS NO.2 | KUALA LUMPUR PUSAT | TOPRANK | INST |  | Pass | null
411997996 | Existing | 50788 | VACUUM | 11 kV | 630 | TNB | DISTRIBUTION |  |  | VK10J20H | SPARE | 311297359 | WKLC/PCE/J01802/MB50788 | 50788 | CLOSED | PE SUNWAY VELOCITY FASA 3D | KUALA LUMPUR PUSAT | TAMCO | INST | YTBC | Pass | null
417128146 | Existing | 33788 | VACUUM | 11 kV | 630 | TNB | DISTRIBUTION |  |  | 12A20 | PENGGUNA 11KV | 300244867 | WKLC/PCE/J01155/MB33788 | 33788 | CLOSED | MENARA SEE HOY CHAN (JLN TUN RAZAK) | KUALA LUMPUR PUSAT | EPE | INST |  | Pass | null
411695847 | Existing | 19994 | VACUUM | 11 kV | 630 | TNB | DISTRIBUTION |  |  | VK10J20H | 11KV CONSUMER | 300063709 | WKLC/PCE/J00460/MB19991 | 19994 | OPEN | WISMA UOA NO.1 | KUALA LUMPUR PUSAT | TAMCO | INST |  | Pass | null
377364214 | Existing | VCB11 | VACUUM | 11 kV | 630 | TNB | DISTRIBUTION |  | TAMCO | VK-10J20D | IPK KUALA LUMPUR JLN GALLOWAY | 300044258 | WKLC/PPU/G00008/NB11 | 11 | CLOSED | PPU JALAN PUDU | KUALA LUMPUR PUSAT |  | INST |  | Pass | null
377364879 | Existing | VCB1 | VACUUM | 11 kV | 630 | TNB | DISTRIBUTION |  | TAMCO | VK-10J20DT | PENGGUNA NO.1 | 300044225 | WKLC/PPU/G00007/NB1 | 1 | CLOSED | PPU HOTEL ISTANA | KUALA LUMPUR PUSAT | TAMCO | INST |  | Pass | null
377364943 | Existing | VCB13 | VACUUM | 11 kV | 630 | TNB | DISTRIBUTION |  | TAMCO | VK-10J20DT | MENARA KL | 300044229 | WKLC/PPU/G00007/NB13 | 13 | CLOSED | PPU HOTEL ISTANA | KUALA LUMPUR PUSAT | TAMCO | INST |  | Pass | null
377558237 | Existing | VCB7 | VACUUM | 11 kV | 630 | TNB | DISTRIBUTION |  | TAMCO | VK 10J 20D | PHILEO AVENUE NO3 | 300044638 | WKLC/PPU/G00021/NB7 | 7 | CLOSED | PPU PHILEO | KUALA LUMPUR PUSAT | TAMCO | INST |  | Pass | null
412701414 | Existing | 10446 | VACUUM | 11 kV | 630 | TNB | DISTRIBUTION |  |  | V-10F-20 | TX 2 | 300245030 | WKLC/PCE/J00170/MB10446 | 10446 | CLOSED | MENARA SEPUTEH | KUALA LUMPUR SELATAN | HITACHI | INST |  | Fail | Please check "Operational Area"
417922149 | Existing | 35868 | VACUUM | 11 kV | 630 | TNB | DISTRIBUTION |  |  | VK10J25H | TX 3 | 300245880 | WKLC/PCE/J01360/MB35868 | 35868 | CLOSED | MORTEGO LRG PERAK | KUALA LUMPUR PUSAT | TAMCO | INST |  | Pass | null
418115571 | Existing | 44272 | VACUUM | 11 kV | 630 | TNB | DISTRIBUTION |  |  | 8BK-88E A1 | JALAN DAMAI | 300244772 | WKLC/PCE/J01199/MB44272 | 44272 | CLOSED | SSU INTERMARK JALAN TUN RAZAK | KUALA LUMPUR PUSAT | ITEM | INST |  | Pass | null
415746231 | Existing | 1492 | VACUUM | 11 kV | 630 | TNB | DISTRIBUTION |  |  | VMH 12 | WISMA PUSPANITA | 300244604 | WKLC/PCE/J00997/MB1492 | 1492 | OPEN | WISMA PUTRA(INST DIPLOMASI&HUBUNGAN LUAR | KUALA LUMPUR PUSAT | LKH | INST |  | Pass | null
416441312 | Existing | 48118 | VACUUM | 11 kV | 630 | TNB | DISTRIBUTION |  |  | 8BK-88E-A1 | CENDANA APARTMENT | 300537470 | WKLC/PCE/J01771/MB6 | 48118 | CLOSED | SUMMER SUITE JALAN CENDANA | KUALA LUMPUR PUSAT | ITEM | INST | YTBC | Pass | null
412349255 | Existing | 48894 | VACUUM | 11 kV | 630 | TNB | DISTRIBUTION |  |  | VK 10J20H | PPU F&N CB 9 | 300537185 | WKLC/PCE/J01718/MB1 | 48894 | OPEN | SSU IKANO JLN COCHRANE | KUALA LUMPUR PUSAT | TAMCO | INST | YTBC | Pass | null
417862859 | Existing | 45100 | VACUUM | 11 kV | 630 | TNB | DISTRIBUTION |  |  | VK10J20H | LOT 163 JALAN PERAK | 300293324 | WKLC/PCE/J01568/MB42651 | 42651 | CLOSED | SSU MENARA HSC JALAN AMPANG | KUALA LUMPUR PUSAT | TAMCO | INST |  | Pass | null
418933200 | Existing | 48001 | VACUUM | 11 kV | 630 | TNB | DISTRIBUTION |  |  | 8BK-88E | P/E VISTA DAMAI NO2 | 311297211 | WKLC/PCE/J01645/MB48001 | 48001 | CLOSED | SSU TRILLION JLN TUN RAZAK | KUALA LUMPUR PUSAT | ITEM | INST | YTBC | Pass | null
418933168 | Existing | 48003 | VACUUM | 11 kV | 630 | TNB | DISTRIBUTION |  |  | 8BK-88E | 11KV CONSUMER | 311297209 | WKLC/PCE/J01645/MB48003 | 48003 | CLOSED | SSU TRILLION JLN TUN RAZAK | KUALA LUMPUR PUSAT | ITEM | INST | YTBC | Pass | null
417909270 | Existing | 19249 | VACUUM | 11 kV | 630 | TNB | DISTRIBUTION |  |  | VMH12 | TX 1 | 300061392 | WKLC/PCE/J00040/MB19249 | 19249 | CLOSED | CHANCELLOR KONDO NO.1 TMN KOSAS | KUALA LUMPUR PUSAT | LKH | INST |  | Pass | null
377396323 | Existing | 1P5 | VACUUM | 33 kV | 1 | TNB | DISTRIBUTION |  | ABB | N/A | PMU JLN GALLOWAY | 300044422 | WKLC/PPU/G00014/MB1P5 | 1P5 | OPEN | PPU LOW YATT | KUALA LUMPUR PUSAT | ABB | INST |  | Pass | null
377980074 | Existing | 4S5 | VACUUM | 33 kV | 1 | TNB | DISTRIBUTION |  | TAMCO | GV 30M 25 | 4S5 - SSU ELEMEN (3S5) | 310470453 | WKLC/SSU/G00021/MB7 | 4S5 | CLOSED | SSU M CITY JLN AMPANG | KUALA LUMPUR PUSAT |  | INST | YTBC | Pass | null
411696153 | Existing | 18256 | VACUUM | 11 kV | 630 | TNB | DISTRIBUTION |  |  | VMH12 | INDONESIAN EMBASSY | 300064216 | WKLC/PCE/J00554/MB18256 | 18256 | CLOSED | ADVANCE DESIGN CENTRE | KUALA LUMPUR PUSAT | LKH | INST |  | Pass | null
419751779 | Existing |  | VACUUM | 11 kV | 0 | TNB | DISTRIBUTION | [6 empty] | 31601 | CLOSED | BLK A1 PANDAN UTAMA | KUALA LUMPUR PUSAT |  |  |  | Pass | null
418447168 | Existing | 39078 | VACUUM | 11 kV | 630 | TNB | DISTRIBUTION |  |  | VK 10J20H | BUS SECTION | 300286720 | WKLC/PCE/J01539/MB39078 | 39078 | CLOSED | SSU BLOK B ONE RESIDENCY JALAN NAGASARI | KUALA LUMPUR PUSAT | TAMCO | INST |  | Pass | null
418271064 | Existing |  | VACUUM | 11 kV | 0 | TNB | DISTRIBUTION | [6 empty] | 1607 | CLOSED | HOTEL MALAYA JLN HANG LEKIR | KUALA LUMPUR PUSAT |  |  |  | Pass | null
419468150 | Existing | 32476 | VACUUM | 11 kV | 630 | TNB | DISTRIBUTION |  |  | HICLAD 12A20 | TX | 300244857 | WKLC/PCE/J00307/MB32476 | 32476 | CLOSED | APARTMENT BLOK A JLN PANDAN RIA 1 KG. BA | KUALA LUMPUR PUSAT | EPE | INST |  | Pass | null
417940885 | Existing | 38837 | VACUUM | 11 kV | 630 | TNB | DISTRIBUTION |  |  | VK10J20H | BUS SECTION | 300266715 | WKLC/PCE/J01434/MB38837 | 38837 | CLOSED | CARREFOUR AMPANG | KUALA LUMPUR PUSAT | TAMCO | INST |  | Pass | null
411787822 | Existing | 48210 | VACUUM | 11 kV | 630 | TNB | DISTRIBUTION |  |  | VFT12 12A20 | LOOPING | 300537166 | WKLC/PCE/J01667/MB4 | 48210 | CLOSED | G RESIDENCE DESA PANDAN | Unknown | EPE | INST | YTBC | Fail | Please check "Operational Area"
417308397 | Existing |  | VACUUM | 11 kV | 630 | TNB | DISTRIBUTION |  |  | 8BK88E |  | 310191700 | WKLC/PCE/J01782/MB1 | 50617 | CLOSED | PE DORSETT RESIDENCE | KUALA LUMPUR PUSAT | ITEM | INST | YTBC | Pass | null
417309158 | Existing | 30649 | VACUUM | 11 kV | 630 | TNB | DISTRIBUTION |  |  | 8BK-88 | PENGGUNA 11KV | 300061235 | WKLC/PCE/J00009/MB30649 | 30649 | CLOSED | HOTEL WESTIN | KUALA LUMPUR PUSAT | ITEM | INST |  | Pass | null
54986385 | Existing | VCB11 |  | 33 kV | 630 | TNB | DISTRIBUTION |  | ITEM | 8BK88 K11 | RUMAH PAM MULIA JAYA | 300454813 | WKLC/PPU/G00041/NB11 | 11-K11 | CLOSED | PPU SG PURUN | KUALA LUMPUR PUSAT | ITEM | INST |  | Fail | Please check "InsulationType"
416003882 | Existing | 47286 | VACUUM | 11 kV | 800 | TNB | DISTRIBUTION |  |  | HV12 | BUS SECTION | 311279581 | WKLC/PCE/J01628/MB47286 | 47286 | CLOSED | BRUNSFIELD RESIDENCE JLN U-THANT | KUALA LUMPUR PUSAT | TOSHIBA | INST | YTBC | Pass | null
377523374 | Existing |  | VACUUM | 33 kV | 0 | TNB | DISTRIBUTION | [6 empty] | 11 | OPEN | PMU KL PAVILLION 132/33KV | KUALA LUMPUR PUSAT |  |  |  | Pass | null
377524167 | Existing | 8L5 | VACUUM | 33 kV | 1 | TNB | DISTRIBUTION |  | TAMCO | VY30M25D | PPU PLAZA PHEONIX | 300044022 | WKLC/PMU/G00008/MB8L5 | 6L5 | CLOSED | PMU PUDU ULU 132/33/11KV | KUALA LUMPUR PUSAT | TAMCO | INST |  | Pass | null
412297153 | Existing | 3565 | VACUUM | 11 kV | 630 | TNB | DISTRIBUTION |  |  | VK 10J25H | 11KV CONSUMER | 300244743 | WKLC/PCE/J01059/MB3565 |  | CLOSED | PUDURAYA | KUALA LUMPUR PUSAT | TAMCO | INST |  | Pass | null
377302082 | Existing | VCB34 | VACUUM | 11 kV | 2 | TNB | DISTRIBUTION |  |  | 10-VPR-25B | VCB 34 - BUS COUPLER | 300044848 | WKLC/PPU/G00029/NB34 | 34 | CLOSED | PPU UDA BUKIT NENAS | KUALA LUMPUR PUSAT | MITSUBISHI | INST |  | Pass | null
418875735 | Existing | 7423 | VACUUM | 11 kV | 630 | TNB | DISTRIBUTION |  |  | VBH-124-40 | TX 1 | 300063873 | WKLC/PCE/J00492/MB7423 | 7423 | CLOSED | MENARA SMI | KUALA LUMPUR PUSAT | AICHI | INST |  | Pass | null
417046425 | Existing |  | VACUUM | 33 kV | 0 | TNB | DISTRIBUTION | [6 empty] | 3P5 | CLOSED |  | KUALA LUMPUR PUSAT |  |  |  | Pass | null
417205218 | Existing | 35601 | VACUUM | 11 kV | 630 | TNB | DISTRIBUTION |  |  | VK 10J25H | JAPAN EMBASSY | 300245829 | WKLC/PCE/J01347/MB35601 | 35601 | CLOSED | DUA RESIDENCY JLN TUN RAZAK | KUALA LUMPUR PUSAT | TAMCO | INST |  | Pass | null
403305400 | Existing | 37094 | VACUUM | 11 kV | 800 | TNB | DISTRIBUTION |  |  | HV-12 | TX 2 | 300255012 | WKLC/PCE/J01387/MB37094 | 37094 | CLOSED | JLN KELAB UKAY UTAMA | KUALA LUMPUR TIMUR | TOPRANK | INST |  | Fail | Please check "Operational Area"
418458898 | Existing | 49752 | VACUUM | 11 kV | 630 | TNB | DISTRIBUTION |  |  | VK10J20H | 11KV CONSUMER | 311297301 | WKLC/PCE/J01739/MB49752 | 49752 | CLOSED | SSU SUNWAY VELOCITY MALL 1 | KUALA LUMPUR PUSAT | TAMCO | INST | YTBC | Pass | null
418458962 | Existing | 50866 | VACUUM | 11 kV | 630 | TNB | DISTRIBUTION |  |  | VK10J20H | PE VELOCITY HOTEL | 311297309 | WKLC/PCE/J01740/MB50866 | 50866 | CLOSED | SSU SUNWAY VELOCITY MALL 2 | KUALA LUMPUR PUSAT | TAMCO | INST | YTBC | Pass | null
377396757 | Existing | VCB31 | VACUUM | 11 kV | 2 | TNB | DISTRIBUTION |  | ABB | VD4 1220-25 | INCOMER TX NO1 | 300044439 | WKLC/PPU/G00014/NB31 | 31 | CLOSED | PPU LOW YATT | KUALA LUMPUR PUSAT | ABB | INST |  | Pass | null
377396188 | Existing | VCB17 | VACUUM | 11 kV | 630 | TNB | DISTRIBUTION |  | TAMCO | VK 10J 25D | CAPASITOR BANK | 300044403 | WKLC/PPU/G00013/NB17 | 17 | CLOSED | PPU KLCC | KUALA LUMPUR PUSAT |  | INST |  | Pass | null
377399072 | Existing | 3P5 | VACUUM | 33 kV | 1 | TNB | DISTRIBUTION |  | TAMCO | VY 30M 25D | 3P5 - SPARE | 300044505 | WKLC/PPU/G00017/MB3P5 | 3P5 | OPEN | PPU MIHARJA | KUALA LUMPUR PUSAT | TAMCO | INST |  | Pass | null
377399040 | Existing | VCB9 | VACUUM | 11 kV | 630 | TNB | DISTRIBUTION |  | TAMCO | VK 10J 20D | MENARA PGRM JALAN PUDU ULU | 300044526 | WKLC/PPU/G00017/NB9 | 9 | CLOSED | PPU MIHARJA | KUALA LUMPUR PUSAT | TAMCO | INST |  | Pass | null
412254847 | Existing | 43369 | VACUUM | 11 kV | 630 | TNB | DISTRIBUTION |  |  | 8BK-88E | BUS SECTION | 300293732 | WKLC/PCE/J01581/MB43369 | 43369 | CLOSED | DIJAYA PLAZA JLN TUN RAZAK | KUALA LUMPUR PUSAT | ITEM | INST |  | Pass | null
378147550 | Existing |  | VACUUM | 33 kV | 0 | TNB | DISTRIBUTION | [6 empty] | 2HO | CLOSED | PPU KL ECO CITY NO 2 | KUALA LUMPUR PUSAT |  |  |  | Pass | null
378148976 | Existing | 1L5 | VACUUM | 33 kV | 1 | TNB | DISTRIBUTION |  | TAMCO | VY 30M25D | PPU TELEKOM BRICFIELD | 300286344 | WKLC/PMU/G00001/MB1L5 | 1L5 | CLOSED | PMU BRICKFIELD 132/33KV | KUALA LUMPUR PUSAT | TAMCO | INST |  | Pass | null
378148880 | Existing | 5L5 | VACUUM | 33 kV | 1 | TNB | DISTRIBUTION |  | TAMCO | VY 30M25D | SPARE | 300043855 | WKLC/PMU/G00001/MB5L5 | 5L5 | OPEN | PMU BRICKFIELD 132/33KV | KUALA LUMPUR PUSAT | TAMCO | INST |  | Pass | null
412229989 | Existing | 22024 | VACUUM | 11 kV | 630 | TNB | DISTRIBUTION |  |  | VK 10J20H | TRANSFORMER 2 | 300245077 | WKLC/PCE/J01271/MB22024 | 22024 | CLOSED | UNITED TOWER LRG KAPAR | KUALA LUMPUR PUSAT | TAMCO | INST |  | Pass | null
417554098 | Existing | 7228 | VACUUM | 11 kV | 630 | TNB | DISTRIBUTION |  |  | R4/1MK8 | TAMAN KESUMA | 300064998 | WKLC/PCE/J00690/MB7228 | 7228 | CLOSED | TAMAN DAGANG JAYA NO.2 | KUALA LUMPUR PUSAT | VSI BRUSH | INST |  | Pass | null
415556945 | Existing | 41318 | VACUUM | 11 kV | 630 | TNB | DISTRIBUTION |  |  | VFT 12 | P/E SWISS GARDEN HOTEL | 300284791 | WKLC/PCE/J01507/MB41318 | 41318 | CLOSED | PE SWISS GARDEN RESIDENCY | KUALA LUMPUR PUSAT | EPE | INST |  | Pass | null
411314441 | Existing | 10096 | VACUUM | 11 kV | 630 | TNB | DISTRIBUTION |  |  | VK 10J20H | PENGGUNA NO 2 | 300061636 | WKLC/PCE/J00083/MB10096 | 10096 | CLOSED | KOMPLEKS TELEKOM (JRC) | KUALA LUMPUR PUSAT | TAMCO | INST |  | Pass | null
416832733 | Existing | 15958 | VACUUM | 11 kV | 630 | TNB | DISTRIBUTION |  |  | VK 10J20H | BUS SECTION | 300061905 | WKLC/PCE/J00133/MB15958 | 15958 | OPEN | RHB NO.2 | KUALA LUMPUR PUSAT | TAMCO | INST |  | Pass | null
417454782 | Existing | 5111 | VACUUM | 11 kV | 400 | TNB | DISTRIBUTION |  |  | R4/1 MK8 | PDT SEK. REN. AMPANG CAMPURAN | 300245385 | WKLC/PCE/J01141/MB5111 | 5111 | CLOSED | P.U. KAMPUNG TASIK | KUALA LUMPUR PUSAT | BRUSH SWITCHGEAR | INST |  | Pass | null
418150432 | Existing | 40297 | VACUUM | 11 kV | 630 | TNB | DISTRIBUTION |  |  | VFT-12 | PENGGUNA 11KV | 300268612 | WKLC/PCE/J01440/MB40297 | 40297 | CLOSED | ONE KLCC JLN PINANG | KUALA LUMPUR PUSAT | EPE | INST |  | Pass | null
409120349 | Existing |  | VACUUM | 11 kV | 0 | TNB | DISTRIBUTION | [6 empty] | 7 | OPEN | PPU SUNCITY D-PZW-S14-9157 | KUALA LUMPUR PUSAT |  |  |  | Pass | null
415955515 | Existing | 16022 | VACUUM | 11 kV | 630 | TNB | DISTRIBUTION |  |  | VK10J20H | TX 1 | 300062184 | WKLC/PCE/J00186/MB16022 | 16022 | CLOSED | HOTEL PALM SQUARE | KUALA LUMPUR PUSAT | TAMCO | INST |  | Pass | null
416560990 | Existing | 20442 | VACUUM | 11 kV | 630 | TNB | DISTRIBUTION |  |  | VMH12 | TX | 300062243 | WKLC/PCE/J00196/MB20442 | 20442 | CLOSED | PHILEO AVENUE NO .1 | KUALA LUMPUR PUSAT | LKH HSS | INST |  | Pass | null
377693037 | Existing | VCB8 | VACUUM | 11 kV | 630 | TNB | DISTRIBUTION |  | EPE | VFT12D | S.SUIS MID VALLY NO.2 | 300043974 | WKLC/PMU/G00006/NB8 | 8 | CLOSED | PMU MID VALLEY 132/33/11KV | KUALA LUMPUR PUSAT | EPE | INST |  | Pass | null
412297683 | Existing | 11345 | VACUUM | 11 kV | 630 | TNB | DISTRIBUTION |  |  | VFT12 | ARAB MALAYSIAN BANK | 300063821 | WKLC/PCE/J00481/MB11345 | 11345 | CLOSED | KASSIM CHAN ( MENARA HARTA PRIMA ) | KUALA LUMPUR PUSAT | EPE | INST |  | Pass | null
417574353 | Existing | 38963 | VACUUM | 11 kV | 630 | TNB | DISTRIBUTION |  |  | 8BK-88E | JALAN GELANG | 300284865 | WKLC/PCE/J01511/MB38963 | 38963 | OPEN | EXOTIC CAR COMPLEX JLN.LOKE YEW | KUALA LUMPUR PUSAT | ITEM | INST |  | Pass | null
415929896 | Existing | 18245 | VACUUM | 11 kV | 630 | TNB | DISTRIBUTION |  |  | HV-12 | PPU KLCC | 300061501 | WKLC/PCE/J00059/MB18245 | 18245 | CLOSED | AMPANG TOWER | KUALA LUMPUR PUSAT | TOSHIBA | INST |  | Pass | null
377555992 | Existing | VCB4 | VACUUM | 11 kV | 630 | TNB | DISTRIBUTION |  | TAMCO | VK10J20D | PANDAN INDAH SUHARTA NO.6 | 300044577 | WKLC/PPU/G00019/NB4 | 4 | CLOSED | PPU PANDAN INDAH | KUALA LUMPUR PUSAT | TAMCO | INST |  | Pass | null
411335649 | Existing | 3610 | VACUUM | 11 kV | 630 | TNB | DISTRIBUTION |  |  | 12A20 | JALAN GEREJA | 300062315 | WKLC/PCE/J00206/MB3610 | 3610 | CLOSED | WISMA TECK LEE | KUALA LUMPUR PUSAT | EPE | INST |  | Pass | null
377398969 | Existing | 2P5 | VACUUM | 33 kV | 1 | TNB | DISTRIBUTION |  | TAMCO | VY 30M 25D | 2P5 - PANDAN JAYA | 300044504 | WKLC/PPU/G00017/MB2P5 | 2P5 | CLOSED | PPU MIHARJA | KUALA LUMPUR PUSAT | TAMCO | INST |  | Pass | null
416827177 | Existing | 49377 | VACUUM | 11 kV | 630 | TNB | DISTRIBUTION |  |  | 8BK-88E A1 | PPU TASIK TAMBAHAN CB9 | 311297267 | WKLC/PCE/J01881/MB49377 | 49377 | CLOSED | KILANG AIS BT. PERMAI JLN BT. PERMAI UT | KUALA LUMPUR PUSAT | ITEM | INST | YTBC | Pass | null
415745636 | Existing | 40701 | VACUUM | 11 kV | 630 | TNB | DISTRIBUTION |  |  | VK10J20H | YY 38 JLN SAHABAT | 311302172 | WKLC/PCE/J00013/MB40701 | 40701 | OPEN | HOTEL NOVA | KUALA LUMPUR PUSAT | TAMCO | INST | YTBC | Pass | null
419287802 | Existing | 13956 | VACUUM | 11 kV | 0 | TNB | DISTRIBUTION |  |  | VFT12 | CABLE ABANDONED | 300066355 | WKLC/PCE/J00923/MB13956 | 13956 | OPEN | VERSATILE PAPER BOX | KUALA LUMPUR PUSAT | EPE | INST |  | Pass | null
416389601 | Existing | 16517 | VACUUM | 11 kV | 630 | TNB | DISTRIBUTION |  |  | 8BK-88E | PPU NARAJAYA | 10001059 | WKLC/PCE/J00185/MB16517 | 16517 | CLOSED | TRI JALAN AMPANG | KUALA LUMPUR PUSAT | ITEM | INST |  | Pass | null
416973224 | Existing | 6627 | VACUUM | 11 kV | 630 | TNB | DISTRIBUTION |  |  | VK10J20H | PENGGUNA NO 2 | 300063745 | WKLC/PCE/J00466/MB6627 | 6627 | CLOSED | WISMA PROMET | KUALA LUMPUR PUSAT | TAMCO | INST |  | Pass | null
416105812 | Existing | 9658 | VACUUM | 11 kV | 630 | TNB | DISTRIBUTION |  |  | VK10J20H | TMN DAGANG NO 2 | 300064760 | WKLC/PCE/J00649/MB9658 | 9658 | OPEN | TAMAN DAGANG NO.1 | KUALA LUMPUR PUSAT | TAMCO | INST |  | Pass | null
417897518 | Existing | 32064 | VACUUM | 11 kV | 630 | TNB | DISTRIBUTION |  |  | VK10J20H | BLOK A PANGSAPURI PANDAN MEWAH | 300244711 | WKLC/PCE/J01126/MB32064 | 32064 | CLOSED | SEKOLAH MENENGAH PANDAN MEWAH | KUALA LUMPUR PUSAT | TAMCO | INST |  | Pass | null
417480745 | Existing | 47616 | VACUUM | 11 kV | 630 | TNB | DISTRIBUTION |  |  | VFT12 | PPU STAR HILL CB10 | 300537302 | WKLC/PCE/J01435/MB5 | 47616 | CLOSED | MENARA TECHNIP JLN INAI | KUALA LUMPUR PUSAT | EPE | INST | YTBC | Pass | null
417625871 | Existing | 32972 | VACUUM | 11 kV | 630 | TNB | DISTRIBUTION |  |  | 8BK-88E | TX | 300245182 | WKLC/PCE/J01146/MB32972 | 32972 | CLOSED | SEK REN JLN PERKASA | KUALA LUMPUR PUSAT | ITEM | INST |  | Pass | null
416758619 | Existing | 12275 | VACUUM | 11 kV | 630 | TNB | DISTRIBUTION |  |  | VK 10J20H | TX | 300064709 | WKLC/PCE/J00640/MB12275 |  | CLOSED | RUSSIAN EMBASSY | KUALA LUMPUR PUSAT | TAMCO | INST |  | Pass | null
416758747 | Existing | 514 | VACUUM | 11 kV | 630 | TNB | DISTRIBUTION |  |  | V-10F-20 | KOREAN EMBASSY | 300061347 | WKLC/PCE/J00029/MB514 | 514 | OPEN | RRI | KUALA LUMPUR PUSAT | HITACHI | INST |  | Pass | null
416457928 | Existing | 1451 | VACUUM | 11 kV | 400 | TNB | DISTRIBUTION |  |  | BVP3 | SHAW RD 17 STOREY FLATS S/STN | 300245334 | WKLC/PCE/J00996/MB1451 |  | CLOSED | LOKE YEW ROAD FLAT NO.1 | KUALA LUMPUR PUSAT | ASSOCIATED ELECTRICAL IND LTD | INST |  | Pass | null
417012095 | Existing | 13426 | VACUUM | 11 kV | 0 | TNB | DISTRIBUTION |  |  | VMH12 | TX 1 | 300065409 | WKLC/PCE/J00769/MB13426 | 13426 | CLOSED | BDR BARU AMPANG NO.6 | KUALA LUMPUR PUSAT | LKH | INST |  | Pass | null
377363356 | Existing | VCB2 | VACUUM | 11 kV | 630 | TNB | DISTRIBUTION |  | TAMCO | VK-10J20DT | PERSATUAN KONG SIEW | 300044292 | WKLC/PPU/G00009/NB2 | 2 | CLOSED | PPU JALAN RODGER | KUALA LUMPUR PUSAT | TAMCO | INST |  | Pass | null
377949422 | Existing | VCB2 | VACUUM | 11 kV | 630 | TNB | DISTRIBUTION |  | TAMCO | VK 10J 20D | APT PANORAMA 2 PSIARN HAMSHIRE | 300286552 | WKLC/PPU/G00037/NB2 | 2 | CLOSED | PPU PLAZA DUTA (AVENUE K) | KUALA LUMPUR PUSAT | TAMCO | INST |  | Pass | null
377950784 | Existing | VCB7 | VACUUM | 11 kV | 630 | TNB | DISTRIBUTION |  | TAMCO | VK 10J25H | PE WISMA UDA NO.2 | 310105013 | WKLC/PPU/G00046/NB7 | 7 | CLOSED | PPU GRAND HYATT | KUALA LUMPUR PUSAT | TAMCO | INST | YTBC | Pass | null
411336179 | Existing | 6362 | VACUUM | 11 kV | 630 | TNB | DISTRIBUTION |  |  | VMH12 | TX 1 | 300062819 | WKLC/PCE/J00303/MB6360 | 6364 | CLOSED | PE CHINESE MATERNITY HOSPITAL | KUALA LUMPUR PUSAT | LKH | INST |  | Pass | null
377375306 | Existing | VCB10 | VACUUM | 11 kV | 630 | TNB | DISTRIBUTION |  | EPE | VFT-12 | R/KEDAI JLN MAWAR TMN MESTIKA | 300285800 | WKLC/PPU/G00032/NB10 | 10 | CLOSED | PPU HOSPITAL AMPANG | KUALA LUMPUR PUSAT | EPE | INST |  | Pass | null
377520006 | Existing | VCB8 | VACUUM | 11 kV | 630 | TNB | DISTRIBUTION |  | TAMCO | VK 10J 20D | P/E LOWER AMPANG NO.1 | 300044213 | WKLC/PPU/G00006/NB8 | 8 | CLOSED | PPU GREAT EASTERN | KUALA LUMPUR PUSAT |  | INST |  | Pass | null
419532540 | Existing | 11966 | VACUUM | 11 kV | 630 | TNB | DISTRIBUTION |  |  | VK10J20H | JALAN GAJAH | 300062950 | WKLC/PCE/J00331/MB11966 | 11966 | CLOSED | SHEN COURT | KUALA LUMPUR PUSAT | TAMCO | INST |  | Pass | null
418932374 | Existing | 41589 | VACUUM | 11 kV | 630 | TNB | DISTRIBUTION |  |  | 8BK-88E A1 | TX2 | 300284321 | WKLC/PCE/J01495/MB41589 | 41589 | CLOSED | MY HABITAT JLN AMAN | KUALA LUMPUR PUSAT | ITEM | INST |  | Pass | null
418933167 | Existing | 48005 | VACUUM | 11 kV | 630 | TNB | DISTRIBUTION |  |  | 8BK-88E | LOOPING | 311297207 | WKLC/PCE/J01645/MB48005 | 48005 | CLOSED | SSU TRILLION JLN TUN RAZAK | KUALA LUMPUR PUSAT | ITEM | INST | YTBC | Pass | null
377588887 | Existing | 3P5 | VACUUM | 33 kV | 1 | TNB | DISTRIBUTION |  | TAMCO | VY-30M 25D | PMU KLCC | 300044619 | WKLC/PPU/G00021/MB3P5 | 3P5 | CLOSED | PPU PHILEO | KUALA LUMPUR PUSAT | TAMCO | INST |  | Pass | null
378147780 | Existing |  | VACUUM | 11 kV | 0 | TNB | DISTRIBUTION | [6 empty] | 12 | OPEN | PPU KL ECO CITY NO 2 | KUALA LUMPUR PUSAT |  |  |  | Pass | null
416019897 | Existing | 37365 | VACUUM | 11 kV | 630 | TNB | DISTRIBUTION |  |  | VK10J20H | P/E MINI TOWER | 300284065 | WKLC/PCE/J01486/MB37365 | 37365 | CLOSED | BEVERLY TOWER JLN PINANG | KUALA LUMPUR PUSAT | TAMCO | INST |  | Pass | null
377952139 | Existing | 1P5 | VACUUM | 33 kV | 1 | TNB | DISTRIBUTION |  | ITEM | N/A | 1P5 - | 300451590 | WKLC/PPU/G00039/MB1P5 | 1P5 | CLOSED | PPU ST MARY | KUALA LUMPUR PUSAT | ITEM | INST |  | Pass | null
377950617 | Existing | 1SO | VACUUM | 33 kV | 2 | TNB | DISTRIBUTION |  | TAMCO | GV 30P 25D | BUS SECTION | 310104943 | WKLC/PPU/G00046/MB1SO | 1SO | CLOSED | PPU GRAND HYATT | KUALA LUMPUR PUSAT | TAMCO | INST | YTBC | Pass | null
418115402 | Existing | 28713 | VACUUM | 11 kV | 630 | TNB | DISTRIBUTION |  |  | 4/800/20-SI | TELEKOM LORONG KUDA | 300062551 | WKLC/PCE/J00248/MB28713 | 28713 | CLOSED | PERSIMPANGAN BERTINGKAT JLN TUN RAZAK/JL | KUALA LUMPUR PUSAT | GEC | INST |  | Pass | null
412314530 | Existing | 7993 | VACUUM | 11 kV | 630 | TNB | DISTRIBUTION |  |  | VK 10J20H | HONG KONG & SHANGHAI BANK | 300244693 | WKLC/PCE/J01007/MB7993 | 7993 | CLOSED | CENTRAL MARKET | KUALA LUMPUR PUSAT | TAMCO | INST |  | Pass | null
418308632 | Existing | 16081 | VACUUM | 11 kV | 630 | TNB | DISTRIBUTION |  |  | VK10J20H | PANGSAPURI WISMA DAMAI NO 1 | 300062384 | WKLC/PCE/J00219/MB16081 | 16081 | OPEN | P/PURI ANJUNG DAMAI JLN MURNI | KUALA LUMPUR PUSAT | TAMCO | INST |  | Pass | null
412701150 | Existing | 15110 | VACUUM | 11 kV | 630 | TNB | DISTRIBUTION |  |  | 4/800/20-SI | TX | 300245026 | WKLC/PCE/J00171/MB15110 | 15110 | CLOSED | RUMAH PANGSA JALAN TAMAN SEPUTEH SATU | KUALA LUMPUR SELATAN | GEC | INST |  | Fail | Please check "Operational Area"
412177645 | Existing | 8115 | VACUUM | 11 kV | 630 | TNB | DISTRIBUTION |  |  | VBH-124-40 | ROBSON HEIGHT CONDO | 300244991 | WKLC/PCE/J01230/MB8115 | 8115 | CLOSED | ASRAMA WISMA TENGKU | KUALA LUMPUR PUSAT | AICHI | INST |  | Pass | null
416831473 | Existing | 8959 | VACUUM | 11 kV | 630 | TNB | DISTRIBUTION |  |  | 3AH5 103-2 | P/E KUWAIT EMBASSY | 311279624 | WKLC/PCE/J00543/MB8959 | 8959 | CLOSED | ROYAL SELANGOR GOLF CLUB | KUALA LUMPUR PUSAT | ITEM | INST | YTBC | Pass | null
54986384 | Existing | VCB9 |  | 33 kV | 630 | TNB | DISTRIBUTION |  | ITEM | 8BK88 K09 | PE LOJI AIR BUKIT BELACAN | 300454814 | WKLC/PPU/G00041/NB9 | 9-K09 | CLOSED | PPU SG PURUN | KUALA LUMPUR PUSAT | ITEM | INST |  | Fail | Please check "InsulationType"
419450867 | Existing | 15908 | VACUUM | 11 kV | 630 | TNB | DISTRIBUTION |  |  | SBV 4 | IDMN RESIDENSI JLN LW YEE SWEE | 300062441 | WKLC/PCE/J00230/MB15908 | 15908 | OPEN | MENARA BUDAYA | KUALA LUMPUR PUSAT | GEC | INST |  | Pass | null
377522676 | Existing | VCB10 | VACUUM | 11 kV | 630 | TNB | DISTRIBUTION |  | TAMCO | VK-10J20D | AMPANG POINT SHOPPING | 300044051 | WKLC/PPU/G00001/NB10 | 10 | CLOSED | PPU AMPANG SPECIALIST CENTRE | KUALA LUMPUR PUSAT | TAMCO | INST |  | Pass | null
377523373 | Existing |  | VACUUM | 33 kV | 0 | TNB | DISTRIBUTION | [6 empty] | 1SO | CLOSED | PMU KL PAVILLION 132/33KV | KUALA LUMPUR PUSAT |  |  |  | Pass | null
418875734 | Existing | 7422 | VACUUM | 11 kV | 630 | TNB | DISTRIBUTION |  |  | VBH-124-40 | WISMA PARRY | 10000543 | WKLC/PCE/J00492/MB7422 | 7422 | CLOSED | MENARA SMI | KUALA LUMPUR PUSAT | AICHI | INST |  | Pass | null
417145636 | Existing |  | VACUUM | 11 kV | 0 | TNB | DISTRIBUTION | [6 empty] | 52635 | OPEN | PE Aria Jalan Tun Razak | KUALA LUMPUR PUSAT |  |  |  | Pass | null
417205185 | Existing | 42710 | VACUUM | 11 kV | 630 | TNB | DISTRIBUTION |  |  | 3AH5 103-1 | DUA RESIDENCY | 300293319 | WKLC/PCE/J01567/MB42710 | 42710 | CLOSED | THE PEARL JALAN STONOR | KUALA LUMPUR PUSAT | ITEM | INST |  | Pass | null
377555493 | Existing | VCB32 | VACUUM | 11 kV | 2 | TNB | DISTRIBUTION |  | TAMCO | VK 10P25D | 11KV INCOMER2 | 300044547 | WKLC/PPU/G00018/NB32 | 32 | CLOSED | PPU NARAJAYA | KUALA LUMPUR PUSAT | TAMCO | INST |  | Pass | null
403305399 | Existing | 37087 | VACUUM | 11 kV | 800 | TNB | DISTRIBUTION |  |  | HV-12 | KELAB UKAY NO.2 | 300255011 | WKLC/PCE/J01387/MB37087 | 37087 | CLOSED | JLN KELAB UKAY UTAMA | KUALA LUMPUR TIMUR | TOPRANK | INST |  | Fail | Please check "Operational Area"
377396059 | Existing | 2P5 | VACUUM | 33 kV | 1 | TNB | DISTRIBUTION |  | TAMCO | GV30M25D | KLCC SWITCHING SATAION NO 2 | 300044391 | WKLC/PPU/G00013/MB2P5 | 2P5 | CLOSED | PPU KLCC | KUALA LUMPUR PUSAT |  | INST |  | Pass | null
417046480 | Existing |  | VACUUM | 11 kV | 0 | TNB | DISTRIBUTION | [6 empty] | 4 | CLOSED |  | KUALA LUMPUR PUSAT |  |  |  | Pass | null
377397613 | Existing | 1HO | VACUUM | 33 kV | 1 | TNB | DISTRIBUTION |  | TAMCO | VY30M25D | 30MVA TX1 | 300044473 | WKLC/PPU/G00016/MB1HO | 1HO | CLOSED | PPU MBF PLAZA | KUALA LUMPUR PUSAT | TAMCO | INST |  | Pass | null
419081963 | Existing | 8438 | VACUUM | 11 kV | 630 | TNB | DISTRIBUTION |  |  | VMH12 | 11KV CONSUMER NO.2 | 300061956 | WKLC/PCE/J00141/MB8438 | 8438 | CLOSED | ARAB MALAYSIAN BANK | KUALA LUMPUR PUSAT | LKH HSS | INST |  | Pass | null
417797650 | Existing | 14132 | VACUUM | 11 kV | 630 | TNB | DISTRIBUTION |  |  | VK10J20H | TX2 | 300066347 | WKLC/PCE/J00922/MB14132 | 14132 | CLOSED | PANDAN INDAH ABRA N0.7 | KUALA LUMPUR PUSAT | TAMCO | INST |  | Pass | null
412229988 | Existing | 22023 | VACUUM | 11 kV | 630 | TNB | DISTRIBUTION |  |  | VK 10J20H | BANGUNAN KUB | 300245076 | WKLC/PCE/J01271/MB22023 | 22023 | CLOSED | UNITED TOWER LRG KAPAR | KUALA LUMPUR PUSAT | TAMCO | INST |  | Pass | null
419090140 | Existing | 4989 | VACUUM | 11 kV | 630 | TNB | DISTRIBUTION |  |  | VK10J20H | LUTH | 300066531 | WKLC/PCE/J00959/MB4989 | 4989 | CLOSED | MIDF | KUALA LUMPUR PUSAT | TAMCO | INST |  | Pass | null
420005848 | Existing |  | VACUUM | 11 kV | 0 | TNB | DISTRIBUTION | [6 empty] | 46062 | CLOSED | PLAZA TOL BESRAYA PUDU ULU | KUALA LUMPUR PUSAT |  |  |  | Pass | null
416385041 | Existing | 19194 | VACUUM | 11 kV | 630 | TNB | DISTRIBUTION |  |  | 3AH5 104-2 | TX | 300064670 | WKLC/PCE/J00633/MB19194 | 19194 | CLOSED | MENARA PERKESO | KUALA LUMPUR PUSAT | ITEM | INST |  | Pass | null
416746010 | Existing | 30220 | VACUUM | 11 kV | 630 | TNB | DISTRIBUTION |  |  | SBV4/800/200-SI | TX2 | 300065320 | WKLC/PCE/J00752/MB30220 | 30220 | CLOSED | BLK A P/PURI J MEMANDA 11 T D A RAZALI | KUALA LUMPUR PUSAT | GEC | INST |  | Pass | null
398664663 | Existing | 16103 | VACUUM | 11 kV | 630 | TNB | DISTRIBUTION |  |  | VK10J20H | TX 1 | 300062033 | WKLC/PCE/J00153/MB16103 | 16103 | CLOSED | PANGSAPURI DBKL JLN. JELATEK | KUALA LUMPUR TIMUR | TAMCO | INST |  | Fail | Please check "Operational Area"
378160292 | Existing | VCB1 | VACUUM | 11 kV | 630 | TNB | DISTRIBUTION |  | EPE | VFT-12 | VCB1-P/E TELEKOM TMN PUTRA | 310104933 | WKLC/PPU/G00043/NB6 | 6 | CLOSED | PPU BANGUNAN MAS BARU | KUALA LUMPUR PUSAT |  |  |  | Pass | null
377523871 | Existing | VCB34 | VACUUM | 11 kV | 2 | TNB | DISTRIBUTION |  | TAMCO | VK 10P25D | BUS COUPLER | 300044032 | WKLC/PMU/G00008/NB34 | 34 | CLOSED | PMU PUDU ULU 132/33/11KV | KUALA LUMPUR PUSAT | TAMCO | INST |  | Pass | null
409120348 | Existing |  | VACUUM | 33 kV | 0 | TNB | DISTRIBUTION | [6 empty] | 2HO | CLOSED | PPU SUNCITY D-PZW-S14-9157 | KUALA LUMPUR PUSAT |  |  |  | Pass | null
377304197 | Existing | VCB3 | VACUUM | 11 kV | 630 | TNB | DISTRIBUTION |  | TAMCO | VK 10J 20DT | 183 AMPANG KONDO | 300044897 | WKLC/PPU/G00031/NB3 | 3 | CLOSED | PPU YOW CHUAN PLAZA | KUALA LUMPUR PUSAT | TAMCO | INST |  | Pass | null
377304101 | Existing | VCB4 | VACUUM | 11 kV | 630 | TNB | DISTRIBUTION |  | TAMCO | VK 10J 20DT | B. POLIS JLN TUN RAZAK | 300044901 | WKLC/PPU/G00031/NB4 | 4 | CLOSED | PPU YOW CHUAN PLAZA | KUALA LUMPUR PUSAT | TAMCO | INST |  | Pass | null
417037848 | Existing | 612 | VACUUM | 11 kV | 400 | TNB | DISTRIBUTION |  |  | BVP3 | WING ONN (DARI 1184) | 300062694 | WKLC/PCE/J00279/MB612 | 612 | CLOSED | LEE YAN LIAN | KUALA LUMPUR PUSAT | FERGUSON PAILIN | INST |  | Pass | null
377692243 | Existing | 13L5 | VACUUM | 33 kV | 1 | TNB | DISTRIBUTION |  | TAMCO | VY30M25D | PPU TASIK TAMBAHAN | 300286633 | WKLC/PMU/G00007/MB13L5 | 13 | CLOSED | PMU PANDAN MAJU 132/33/11KV | KUALA LUMPUR PUSAT | TAMCO | INST |  | Pass | null
416513742 | Existing | 30893 | VACUUM | 11 kV | 630 | TNB | DISTRIBUTION |  |  | SBV-4 | TX | 300245113 | WKLC/PCE/J00046/MB30893 | 30893 | CLOSED | KAUONGYAH LAMTHIANKIONG JLN MERDEKA | KUALA LUMPUR PUSAT | MAHKOTA | INST |  | Pass | null
377558338 | Existing | 2HO | VACUUM | 33 kV | 1 | TNB | DISTRIBUTION |  | TAMCO | VY-30M 25D | 30MVA TX2 | 300044617 | WKLC/PPU/G00021/MB2HO | 2HO | CLOSED | PPU PHILEO | KUALA LUMPUR PUSAT | TAMCO | INST |  | Pass | null
377398840 | Existing | VCB14 | VACUUM | 11 kV | 630 | TNB | DISTRIBUTION |  | TAMCO | VK 10J 20D | LT KED PEJ BT 2 1/2 JLN CHERAS | 300044513 | WKLC/PPU/G00017/NB14 | 14 | CLOSED | PPU MIHARJA | KUALA LUMPUR PUSAT | TAMCO | INST |  | Pass | null
412308046 | Existing | 45743 | VACUUM | 11 kV | 630 | TNB | DISTRIBUTION |  |  | 3AH5104-2 | BUS-SECTION | 311302152 | WKLC/PCE/J01795/MB45743 | 45743 | CLOSED | APT SUASANA BKT CEYLON | KUALA LUMPUR PUSAT | ITEM | INST | YTBC | Pass | null
411305239 | Existing | 13090 | VACUUM | 11 kV | 630 | TNB | DISTRIBUTION |  |  | 3AH5 103-1 | 11KV CONSUMER | 300245149 | WKLC/PCE/J01000/MB13090 | 13090 | CLOSED | ORIENTAL BANK HQ | KUALA LUMPUR PUSAT | ITEM | INST |  | Pass | null
416973191 | Existing | 49273 | VACUUM | 11 kV | 630 | TNB | DISTRIBUTION |  |  | 8BK88E | PPU MAS BUILDING CB 11 | 300516806 | WKLC/PCE/J01748/MB2 | 49274 | CLOSED | SSU BANGUNAN MAS | KUALA LUMPUR PUSAT | ITEM | INST |  | Pass | null
415693726 | Existing | 8967 | VACUUM | 11 kV | 630 | TNB | DISTRIBUTION |  |  | VFT12 | TX2 | 300066166 | WKLC/PCE/J00892/MB8967 | 8967 | CLOSED | TAMAN MALURI NO.3A | KUALA LUMPUR PUSAT | EPE | INST |  | Pass | null
377799092 | Existing | 1WO | VACUUM | 33 kV | 2 | TNB | DISTRIBUTION |  | TAMCO | GV 30P 32B | 1W0-BUS COUPLER | 300285877 | WKLC/PPU/G00010/MB1WO | 1WO | OPEN | PPU JALAN SG BESI | KUALA LUMPUR PUSAT | TAMCO | INST |  | Pass | null
418227159 | Existing | 18377 | VACUUM | 11 kV | 630 | TNB | DISTRIBUTION |  |  | VMH12 | TX 1 | 300062135 | WKLC/PCE/J00177/MB18377 | 18377 | CLOSED | MEGAN PHILEO PROMENADE BLK E | KUALA LUMPUR PUSAT | LKH HSS | INST |  | Pass | null
378160093 | Existing | VCB1 | VACUUM | 11 kV | 630 | TNB | DISTRIBUTION |  | EPE | VFT-12 | VCB1-P/E TELEKOM TMN PUTRA | 310104935 | WKLC/PPU/G00043/NB8 | 8 | CLOSED | PPU BANGUNAN MAS BARU | KUALA LUMPUR PUSAT |  |  |  | Pass | null
378160061 | Existing | VCB1 | VACUUM | 11 kV | 630 | TNB | DISTRIBUTION |  | EPE | VFT-12 | VCB1-P/E TELEKOM TMN PUTRA | 310104929 | WKLC/PPU/G00043/NB2 | 2 | CLOSED | PPU BANGUNAN MAS BARU | KUALA LUMPUR PUSAT |  |  |  | Pass | null
418648943 | Existing | 12550 | VACUUM | 11 kV | 630 | TNB | DISTRIBUTION |  |  | VK 10J20H | CONSUMER 11KV | 300062091 | WKLC/PCE/J00164/MB12550 | 12550 | CLOSED | WISMA DENMARK | KUALA LUMPUR PUSAT | TAMCO | INST |  | Pass | null
417871105 | Existing | 42595 | VACUUM | 11 kV | 630 | TNB | DISTRIBUTION |  |  | VK 10J20H | P/E PDT RUMAH PAM BALAI POLIS | 300268668 | WKLC/PCE/J01550/MB42595 | 42595 | CLOSED | MUTIARA RESIDENCY JLN THAMBY ABDULLAH | KUALA LUMPUR PUSAT | TAMCO | INST |  | Pass | null
415092661 | Existing | 46472 | VACUUM | 11 kV | 630 | TNB | DISTRIBUTION |  |  | 12A20 | SPARE | 300450886 | WKLC/PCE/J01621/MB46472 | 46472 | OPEN | SSU BANK RAKYAT JLN TRAVERS | KUALA LUMPUR PUSAT | EPE | INST |  | Pass | null
377303966 | Existing | VCB31 | VACUUM | 11 kV | 2 | TNB | DISTRIBUTION |  | TAMCO | VK 10P 25D | 30 MVA TX 1 | 300044899 | WKLC/PPU/G00031/NB31 | 31 | CLOSED | PPU YOW CHUAN PLAZA | KUALA LUMPUR PUSAT | TAMCO | INST |  | Pass | null
377304823 | Existing | 1HO | VACUUM | 33 kV | 1 | TNB | DISTRIBUTION |  | TAMCO | VY-30M25D | 1HO-30MVA TX1 | 300046882 | WKLC/PPU/G00035/MB1HO | 1HO | CLOSED | PPU MPAJ | KUALA LUMPUR PUSAT | TAMCO | INST |  | Pass | null
417012094 | Existing | 13424 | VACUUM | 11 kV | 0 | TNB | DISTRIBUTION |  |  | VMH12 | BANDAR BARU AMPANG NO 7 | 300065407 | WKLC/PCE/J00769/MB13424 | 13424 | CLOSED | BDR BARU AMPANG NO.6 | KUALA LUMPUR PUSAT | LKH | INST |  | Pass | null
377363259 | Existing | 1WO | VACUUM | 33 kV | 2 | TNB | DISTRIBUTION |  | SIEMENS | 8DB 10 | 1WO-BUS COUPLER | 300286429 | WKLC/PPU/G00009/MB1WO | 1WO | CLOSED | PPU JALAN RODGER | KUALA LUMPUR PUSAT | SIEMENS | INST |  | Pass | null
411753520 | Existing | 33053 | VACUUM | 11 kV | 630 | TNB | DISTRIBUTION |  |  | HD4 | AROSA | 300245260 | WKLC/PCE/J00740/MB33053 | 33053 | CLOSED | BLK B PPR HILIRAN AMPANG | KUALA LUMPUR PUSAT | ABB | INST |  | Pass | null
415745340 | Existing | 19874 | VACUUM | 11 kV | 630 | TNB | DISTRIBUTION |  |  | VMH12 | NOVA HOTEL | 300061209 | WKLC/PCE/J00004/MB19874 | 19874 | CLOSED | HOTEL OPTIMA JAYA | KUALA LUMPUR PUSAT | LKH | INST |  | Pass | null
377375273 | Existing | VCB30 | VACUUM | 11 kV | 2 | TNB | DISTRIBUTION |  | EPE | VFT-12 | BUS SECTION | 300285806 | WKLC/PPU/G00032/NB30 | 30 | CLOSED | PPU HOSPITAL AMPANG | KUALA LUMPUR PUSAT | EPE | INST |  | Pass | null
419146978 | Existing | 31321 | VACUUM | 11 kV | 630 | TNB | DISTRIBUTION |  |  | VK10J25H | PENGGUNA 11KV | 300244714 | WKLC/PCE/J01180/MB31321 | 31321 | CLOSED | SSU HOSPITAL AMPANG A&B | KUALA LUMPUR PUSAT | TAMCO | INST |  | Pass | null
419450811 | Existing | 7636 | VACUUM | 11 kV | 630 | TNB | DISTRIBUTION |  |  | VMH12 | LPK GETAH | 300063890 | WKLC/PCE/J00495/MB7636 | 7636 | CLOSED | SELANGOR DREDGING JLN AMPANG | KUALA LUMPUR PUSAT | LKH | INST |  | Pass | null
377522492 | Existing | VCB32 | VACUUM | 11 kV | 2 | TNB | DISTRIBUTION |  | TAMCO | VK-10P25D | 30 MVA TX 2 | 300044089 | WKLC/PPU/G00002/NB32 | 32 | CLOSED | PPU BSKL | KUALA LUMPUR PUSAT |  | INST |  | Pass | null
377523285 | Existing |  | VACUUM | 33 kV | 0 | TNB | DISTRIBUTION | [6 empty] | 7 | CLOSED | PMU KL PAVILLION 132/33KV | KUALA LUMPUR PUSAT |  |  |  | Pass | null
416458265 | Existing | 49566 | VACUUM | 11 kV | 630 | TNB | DISTRIBUTION |  |  | 3AH5 104-2 | PADAT SEMENTARA BBCC | 311302189 | WKLC/PCE/J01041/MB49566 | 49566 | OPEN | STESEN MONORAIL JALAN HANG TUAH | KUALA LUMPUR PUSAT | ITEM | INST | YTBC | Pass | null
377590472 | Existing | VCB4 | VACUUM | 11 kV | 630 | TNB | DISTRIBUTION |  | TAMCO | VK 10J 20D | ROCKMAN REGENCY HOTEL | 300044714 | WKLC/PPU/G00024/NB4 | 4 | CLOSED | PPU STAR HILL | KUALA LUMPUR PUSAT | TAMCO | INST |  | Pass | null
417794299 | Existing | 45240 | VACUUM | 11 kV | 630 | TNB | DISTRIBUTION |  |  | 3AH5103-1 | P/E TAMAN MALURI NO 19 | 311406953 | WKLC/PCE/J01692/MB45240 | 45240 | CLOSED | AMAYA | KUALA LUMPUR PUSAT | ITEM | INST | YTBC | Pass | null
419468148 | Existing | 32475 | VACUUM | 11 kV | 630 | TNB | DISTRIBUTION |  |  | HICLAD 12A20 | MEWAH COURT | 300244856 | WKLC/PCE/J00307/MB32475 | 34275 | CLOSED | APARTMENT BLOK A JLN PANDAN RIA 1 KG. BA | KUALA LUMPUR PUSAT | EPE | INST |  | Pass | null
377950680 | Existing | VCB32 | VACUUM | 11 kV | 2 | TNB | DISTRIBUTION |  | TAMCO | VK 10P25H | 30 MVA TX 2 | 310105008 | WKLC/PPU/G00046/NB32 | 32 | CLOSED | PPU GRAND HYATT | KUALA LUMPUR PUSAT | TAMCO | INST | YTBC | Pass | null
377951249 | Existing | VCB9 | VACUUM | 11 kV | 630 | TNB | DISTRIBUTION |  | ITEM | 3AH5 104-2 | HOTEL SNTRAL JL THAMBIPILLAI | 310104870 | WKLC/PPU/G00040/NB9 | 9 | CLOSED | PPU BANK KERJASAMA RAKYAT | KUALA LUMPUR PUSAT | ITEM | INST | YTBC | Pass | null
418026524 | Existing | 51287 | VACUUM | 11 kV | 800 | TNB | DISTRIBUTION |  |  | HV-12 | SPARE | 311279593 | WKLC/PCE/J01810/MB51287 | 51287 | CLOSED | MENARA KHUAN CHOO RAJA CHULAN | KUALA LUMPUR PUSAT | TOSHIBA | INST | YTBC | Pass | null
418115561 | Existing | 44264 | VACUUM | 11 kV | 630 | TNB | DISTRIBUTION |  |  | 8BK-88E A1 | PPU YOW CHUAN CB 6 | 300244929 | WKLC/PCE/J01199/MB44264 | 44264 | CLOSED | SSU INTERMARK JALAN TUN RAZAK | KUALA LUMPUR PUSAT | ITEM | INST |  | Pass | null
417308395 | Existing |  | VACUUM | 11 kV | 630 | TNB | DISTRIBUTION |  |  | 8BK88E |  | 310191699 | WKLC/PCE/J01782/MB1 | 50615 | CLOSED | PE DORSETT RESIDENCE | KUALA LUMPUR PUSAT | ITEM | INST | YTBC | Pass | null
417768550 | Existing | 14306 | VACUUM | 11 kV | 630 | TNB | DISTRIBUTION |  |  | VMH12 | TX1 | 300065063 | WKLC/PCE/J00703/MB14306 | 14306 | CLOSED | AYERS TOWER | KUALA LUMPUR PUSAT | LKH | INST |  | Pass | null
409120578 | Existing |  | VACUUM | 11 kV | 0 | TNB | DISTRIBUTION | [6 empty] | 12 | OPEN | PPU SUNCITY D-PZW-S14-9157 | KUALA LUMPUR PUSAT |  |  |  | Pass | null
417952232 | Existing | 8442 | VACUUM | 11 kV | 630 | TNB | DISTRIBUTION |  |  | VK10J20H | TX | 300063311 | WKLC/PCE/J00391/MB8442 | 8442 | CLOSED | TAMAN MELOR NO.2 | KUALA LUMPUR PUSAT | TAMCO | INST |  | Pass | null
419120175 | Existing | 19749 | VACUUM | 11 kV | 630 | TNB | DISTRIBUTION |  |  | 8BK-88 B1 | TX1 | 300062266 | WKLC/PCE/J00199/MB19749 | 19749 | CLOSED | LEMBAH MAJU APARTMENT NO.2 JLN MAJU 2/1 | KUALA LUMPUR PUSAT | ITEM | INST |  | Pass | null
417669300 | Existing | 10010 | VACUUM | 11 kV | 630 | TNB | DISTRIBUTION |  |  | VK-10J20H | BUS SECTION | 300063749 | WKLC/PCE/J00468/MB10010 | 10010 | OPEN | LOT 10 | KUALA LUMPUR PUSAT | TAMCO | INST |  | Pass | null
416376936 | Existing | 41438 | VACUUM | 11 kV | 630 | TNB | DISTRIBUTION |  |  | VK10J20H | PPU NARAJAYA | 300284611 | WKLC/PCE/J01505/MB41438 | 41438 | CLOSED | TROIKA JALAN BINJAI | KUALA LUMPUR PUSAT | TAMCO | INST |  | Pass | null
377302208 | Existing | VCB5 | VACUUM | 11 kV | 630 | TNB | DISTRIBUTION |  |  | 10-VPR-25B | VCB 5 - UBN BLOK PEJABAT | 300044850 | WKLC/PPU/G00029/NB5 | 5 | CLOSED | PPU UDA BUKIT NENAS | KUALA LUMPUR PUSAT | MITSUBISHI | INST |  | Pass | null
419597354 | Existing |  | VACUUM | 11 kV | 0 | TNB | DISTRIBUTION |  |  | 8BK-88E B2A |  | 311561413 | WKLC/PCE/J01898/MB3 | 52516 | CLOSED | PE MENARA M101 JALAN BABA | KUALA LUMPUR PUSAT | ITEM INDUSTRIAL ENGINEERING | INST | YTBC | Pass | null
417145827 | Existing | 39991 | VACUUM | 11 kV | 630 | TNB | DISTRIBUTION |  |  | 12A20 | SPARE | 300268745 | WKLC/PCE/J01456/MB39991 | 39991 | CLOSED | AVARE KONDO LRG KUDA | KUALA LUMPUR PUSAT | EPE | INST |  | Pass | null
416033052 | Existing | 49282 | VACUUM | 11 kV | 630 | TNB | DISTRIBUTION |  |  | VK 10J20H | BEVERLY TOWER | 300537159 | WKLC/PCE/J01738/MB1 | 49282 | CLOSED | RESIDENSI SULTAN ISMAIL | KUALA LUMPUR PUSAT | TAMCO | INST | YTBC | Pass | null
419081930 | Existing | 47139 | VACUUM | 11 kV | 630 | TNB | DISTRIBUTION |  |  | 3AH5104-2 | PPU ST MARY CB 6 | 311302159 | WKLC/PCE/J01680/MB47139 | 47139 | CLOSED | MENARA HAP SENG JLN TENGAH | KUALA LUMPUR PUSAT | ITEM | INST | YTBC | Pass | null
412284397 | Existing | 39262 | VACUUM | 11 kV | 630 | TNB | DISTRIBUTION |  |  | VK10J20H | SSU A ONE RESIDENCY | 311302168 | WKLC/PCE/J01481/MB39262 | 39262 | CLOSED | AIK HUA NO.2 | KUALA LUMPUR PUSAT | TAMCO | INST | YTBC | Pass | null
412254909 | Existing | 48177 | VACUUM | 11 kV | 630 | TNB | DISTRIBUTION |  |  | VFT-12 | 11KV CONSUMER | 311297257 | WKLC/PCE/J01634/MB48177 | 48177 | CLOSED | PE THE HORIZON JLN TUN RAZAK | KUALA LUMPUR PUSAT | EPE | INST | YTBC | Pass | null
411757688 | Existing | 522 | VACUUM | 11 kV | 630 | TNB | DISTRIBUTION |  |  | VK10J20H | TELEKOM JLN COCHRAINE | 300062937 | WKLC/PCE/J00329/MB522 | 522 | OPEN | KG PANDAN QUARTERS | KUALA LUMPUR PUSAT | TAMCO | INST |  | Pass | null
378148181 | Existing | 4L5 | VACUUM | 33 kV | 1 | TNB | DISTRIBUTION |  | EPE | VJ-32DBB | PPU STAR HILL | 300043910 | WKLC/PMU/G00004/MB4L5 | 4L5 | CLOSED | PMU JALAN IMBI 132/33/11KV | KUALA LUMPUR PUSAT |  | INST |  | Pass | null
378148974 | Existing | 10L5 | VACUUM | 33 kV | 1 | TNB | DISTRIBUTION |  | TAMCO | VY 30M25D | SPARE | 300043847 | WKLC/PMU/G00001/MB10L5 | 10L5 | OPEN | PMU BRICKFIELD 132/33KV | KUALA LUMPUR PUSAT | TAMCO | INST |  | Pass | null
377799235 | Existing | VCB13 | VACUUM | 11 kV | 630 | TNB | DISTRIBUTION |  | TAMCO | VK10J20D | VCB13-JLN FOSS | 300044319 | WKLC/PPU/G00010/NB16 | 13 | CLOSED | PPU JALAN SG BESI | KUALA LUMPUR PUSAT | TAMCO | INST |  | Pass | null
412267748 | Existing | 48401 | VACUUM | 11 kV | 630 | TNB | DISTRIBUTION |  |  | VK10J20H | PE HOTEL SUNSHINE JLN PUDU | 311297383 | WKLC/PCE/J01512/MB48401 | 48401 | CLOSED | TARAGON PUTERI BINTANG JALAN BABA | KUALA LUMPUR PUSAT | TAMCO | INST | YTBC | Pass | null
415556975 | Existing | 48818 | VACUUM | 11 kV | 630 | TNB | DISTRIBUTION |  |  | VFT 12 | SPARE | 311302171 | WKLC/PCE/J01507/MB48818 | 48818 | CLOSED | PE SWISS GARDEN RESIDENCY | KUALA LUMPUR PUSAT | EPE | INST | YTBC | Pass | null
377523838 | Existing | 1TO | VACUUM | 33 kV | 2 | TNB | DISTRIBUTION |  | TAMCO | VY30P25D | INCOMER N01 | 300044012 | WKLC/PMU/G00008/MB1TO | 1TO | CLOSED | PMU PUDU ULU 132/33/11KV | KUALA LUMPUR PUSAT | TAMCO | INST |  | Pass | null
377522131 | Existing | 2HO | VACUUM | 33 kV | 1 | TNB | DISTRIBUTION |  | TAMCO | VY-30M25D | 2HO-30MVA TX2 | 300044073 | WKLC/PPU/G00002/MB2HO | 2HO | CLOSED | PPU BSKL | KUALA LUMPUR PUSAT |  | INST |  | Pass | null
377523653 | Existing | 2L5 | VACUUM | 33 kV | 1 | TNB | DISTRIBUTION |  | TAMCO | VY30M25D | JALAN EMPAT | 300044015 | WKLC/PMU/G00008/MB2L5 | 2L5 | CLOSED | PMU PUDU ULU 132/33/11KV | KUALA LUMPUR PUSAT | TAMCO | INST |  | Pass | null
377523589 | Existing | 1SO | VACUUM | 33 kV | 2 | TNB | DISTRIBUTION |  | TAMCO | VY30P25D | BUS SECTION | 300044011 | WKLC/PMU/G00008/MB1SO | 1SO | CLOSED | PMU PUDU ULU 132/33/11KV | KUALA LUMPUR PUSAT | TAMCO | INST |  | Pass | null
415955513 | Existing | 16021 | VACUUM | 11 kV | 630 | TNB | DISTRIBUTION |  |  | VK10J20H | PPU APSC | 300062183 | WKLC/PCE/J00186/MB16021 | 16021 | CLOSED | HOTEL PALM SQUARE | KUALA LUMPUR PUSAT | TAMCO | INST |  | Pass | null
399845540 | Existing | 17172 | VACUUM | 11 kV | 630 | TNB | DISTRIBUTION |  |  | 4/800/20/SI | P/E AMARIN WICKHAM JLN WICKHAM | 300062065 | WKLC/PCE/J00159/MB17172 | 17172 | CLOSED | WICKHAM RESIDENT JALAN WICKHAM | KUALA LUMPUR TIMUR | GEC | INST |  | Fail | Please check "Operational Area"
400428530 | Existing | 14909 | VACUUM | 11 kV | 630 | TNB | DISTRIBUTION |  |  | VK10J20H | LORONG ENAU | 300064614 | WKLC/PCE/J00624/MB14909 | 14909 | CLOSED | WISMA CHINESE CHAMBER | KUALA LUMPUR TIMUR | TAMCO | INST |  | Fail | Please check "Operational Area"
377301817 | Existing | 1WO | VACUUM | 33 kV | 2 | TNB | DISTRIBUTION |  |  | BGA 36 | BUS COUPLER | 300286968 | WKLC/SSU/G00006/MB1WO | 1W0 | CLOSED | SSU PRINCE COURT MEDICAL CENTRE | KUALA LUMPUR PUSAT | RANHILL | INST |  | Pass | null
417574351 | Existing | 38962 | VACUUM | 11 kV | 630 | TNB | DISTRIBUTION |  |  | 8BK-88E | PPU SG BESI CB 7 | 300284863 | WKLC/PCE/J01511/MB38962 | 38962 | CLOSED | EXOTIC CAR COMPLEX JLN.LOKE YEW | KUALA LUMPUR PUSAT | ITEM | INST |  | Pass | null
377363681 | Existing | VCB15 | VACUUM | 11 kV | 630 | TNB | DISTRIBUTION |  | TAMCO | VK-10J20DT | HONG KONG BANK | 300044291 | WKLC/PPU/G00009/NB15 | 15 | CLOSED | PPU JALAN RODGER | KUALA LUMPUR PUSAT | TAMCO | INST |  | Pass | null
377556118 | Existing | VCB13 | VACUUM | 11 kV | 630 | TNB | DISTRIBUTION |  | TAMCO | VK10J20D | CAPACITOR BANK | 300044568 | WKLC/PPU/G00019/NB13 | 13 | CLOSED | PPU PANDAN INDAH | KUALA LUMPUR PUSAT | TAMCO | INST |  | Pass | null
377555421 | Existing | VCB13 | VACUUM | 11 kV | 630 | TNB | DISTRIBUTION |  | TAMCO | VK 10J 20D | CAPACITOR BANK | 300044540 | WKLC/PPU/G00018/NB13 | 13 | OPEN | PPU NARAJAYA | KUALA LUMPUR PUSAT | TAMCO | INST |  | Pass | null
377398142 | Existing | VCB9 | VACUUM | 11 kV | 630 | TNB | DISTRIBUTION |  | TAMCO | VK 10J 20D | P/E MANDARIN ORIENTAL | 300044497 | WKLC/PPU/G00016/NB9 | 9 | CLOSED | PPU MBF PLAZA | KUALA LUMPUR PUSAT | TAMCO | INST |  | Pass | null
377398839 | Existing | VCB2 | VACUUM | 11 kV | 630 | TNB | DISTRIBUTION |  | TAMCO | VK 10J 20D | P/E IPD CHERAS | 300044515 | WKLC/PPU/G00017/NB2 | 2 | CLOSED | PPU MIHARJA | KUALA LUMPUR PUSAT | TAMCO | INST |  | Pass | null
377399568 | Existing | VCB4 | VACUUM | 11 kV | 630 | TNB | DISTRIBUTION |  | TAMCO | VK 10J 20D | HOTEL NIKKO NO5 | 300044548 | WKLC/PPU/G00018/NB4 | 4 | CLOSED | PPU NARAJAYA | KUALA LUMPUR PUSAT | TAMCO | INST |  | Pass | null
377398174 | Existing | 3P5 | VACUUM | 33 kV | 1 | TNB | DISTRIBUTION |  | TAMCO | VY30M25D | PPU KEWALRAM | 300044477 | WKLC/PPU/G00016/MB3P5 | 3P5 | CLOSED | PPU MBF PLAZA | KUALA LUMPUR PUSAT | TAMCO | INST |  | Pass | null
415693725 | Existing | 11195 | VACUUM | 11 kV | 630 | TNB | DISTRIBUTION |  |  | VFT12 | BLOK E PEJABAT 5 TKT JLN JEJAK | 300066162 | WKLC/PCE/J00892/MB11195 | 11195 | CLOSED | TAMAN MALURI NO.3A | KUALA LUMPUR PUSAT | EPE | INST |  | Pass | null
415694422 | Existing | 45244 | VACUUM | 11 kV | 630 | TNB | DISTRIBUTION |  |  | VK10J20H | TX | 311297264 | WKLC/PCE/J01687/MB45244 | 45244 | CLOSED | IPD CHERAS | KUALA LUMPUR PUSAT | TAMCO | INST | YTBC | Pass | null
419287800 | Existing | 13954 | VACUUM | 11 kV | 630 | TNB | DISTRIBUTION |  |  | VFT12 | PANDAN INDAH SUHARTA NO 1 | 10000567 | WKLC/PCE/J00923/MB13954 | 13954 | CLOSED | VERSATILE PAPER BOX | KUALA LUMPUR PUSAT | EPE | INST |  | Pass | null
416973222 | Existing | 6628 | VACUUM | 11 kV | 630 | TNB | DISTRIBUTION |  |  | VK10J20H | P/U BKT BINTANG | 300063746 | WKLC/PCE/J00466/MB6628 | 6628 | CLOSED | WISMA PROMET | KUALA LUMPUR PUSAT | TAMCO | INST |  | Pass | null
417896755 | Existing | 16763 | VACUUM | 11 kV | 630 | TNB | DISTRIBUTION |  |  | VFT-12 | PANDAN MEWAH | 10001037 | WKLC/PCE/J00216/MB16763 | 16763 | CLOSED | PERINDUSTRIAN RINGAN PANDAN MEWAH NO.2 | KUALA LUMPUR PUSAT | EPE | INST |  | Pass | null
417897516 | Existing | 32065 | VACUUM | 11 kV | 630 | TNB | DISTRIBUTION |  |  | VK10J20H | P/E PANDAN COURT NO.1 | 300244712 | WKLC/PCE/J01126/MB32065 | 32065 | CLOSED | SEKOLAH MENENGAH PANDAN MEWAH | KUALA LUMPUR PUSAT | TAMCO | INST |  | Pass | null
412744408 | Existing | 51536 | VACUUM | 11 kV | 630 | TNB | DISTRIBUTION |  |  | VK10J20H | SPARE | 311406563 | WKLC/PCE/J01801/MB51536 | 51536 | CLOSED | SSU DESA BUSINESS SUITES | KUALA LUMPUR SELATAN | TAMCO | INST | YTBC | Fail | Please check "Operational Area"
417506490 | Existing | 36217 | VACUUM | 11 kV | 800 | TNB | DISTRIBUTION |  |  | HV-12 | NO 1 AMPER AVENUE KG PANDAN | 311297324 | WKLC/PCE/J01425/MB36217 | 36217 | CLOSED | TESCO KG. PANDAN | KUALA LUMPUR PUSAT | TOPRANK | INST | YTBC | Pass | null
417480110 | Existing | 28212 | VACUUM | 11 kV | 630 | TNB | DISTRIBUTION |  |  | VK10J20H | TX2 | 300064115 | WKLC/PCE/J00537/MB28212 | 28212 | CLOSED | PERSATUAN SOKA GAKKAI MALAYSIA BKT BINTA | KUALA LUMPUR PUSAT | TAMCO | INST |  | Pass | null
411743219 | Existing | 35342 | VACUUM | 11 kV | 630 | TNB | DISTRIBUTION |  |  | VK10J25H | TX | 300244724 | WKLC/PCE/J01144/MB35342 | 35342 | CLOSED | PETRONAS JALAN MAMANDA 10 | KUALA LUMPUR PUSAT | TAMCO | INST |  | Pass | null
412327475 | Existing | 36424 | VACUUM | 11 kV | 800 | TNB | DISTRIBUTION |  |  | HV12 | SPARE | 300284264 | WKLC/PCE/J01490/MB36424 | 36424 | OPEN | UNITED ENGINEERS NO.2 | KUALA LUMPUR PUSAT | TOPRANK | INST |  | Pass | null
418258549 | Existing | 41130 | VACUUM | 11 kV | 630 | TNB | DISTRIBUTION |  |  | VK10J20H | TSUN JIN HIGH SCHOOL | 311297238 | WKLC/PCE/J01467/MB41130 | 41130 | CLOSED | SEK MEN TSUN JIN JALAN LOKE YEW | KUALA LUMPUR PUSAT | TAMCO | INST | YTBC | Pass | null
411997993 | Existing | 50785 | VACUUM | 11 kV | 630 | TNB | DISTRIBUTION |  |  | VK10J20H | BUS TIE | 311297356 | WKLC/PCE/J01802/MB50785 | 50785 | CLOSED | PE SUNWAY VELOCITY FASA 3D | KUALA LUMPUR PUSAT | TAMCO | INST | YTBC | Pass | null
399845277 | Existing | 18092 | VACUUM | 11 kV | 630 | TNB | DISTRIBUTION |  |  | VMH12 | TX | 300062071 | WKLC/PCE/J00160/MB18092 | 18092 | CLOSED | VILLA AMAN PERSIARAN RITCHIE | KUALA LUMPUR TIMUR | LKH HSS | INST |  | Fail | Please check "Operational Area"
417128143 | Existing | 33790 | VACUUM | 11 kV | 630 | TNB | DISTRIBUTION |  |  | 12A20 | PENGGUNA 11KV | 300244869 | WKLC/PCE/J01155/MB33790 | 33790 | CLOSED | MENARA SEE HOY CHAN (JLN TUN RAZAK) | KUALA LUMPUR PUSAT | EPE | INST |  | Pass | null
377304694 | Existing | VCB10 | VACUUM | 11 kV | 630 | TNB | DISTRIBUTION |  | TAMCO | VK-10J20D | P/E TMN KENCANA NO.1 | 300046891 | WKLC/PPU/G00035/NB10 | 10 | CLOSED | PPU MPAJ | KUALA LUMPUR PUSAT | TAMCO | INST |  | Pass | null
417965114 | Existing | 13521 | VACUUM | 11 kV | 630 | TNB | DISTRIBUTION |  |  | VK 10J25H | TX | 300064663 | WKLC/PCE/J00632/MB13521 | 13521 | CLOSED | MAYANG COURT | KUALA LUMPUR PUSAT | TAMCO | INST |  | Pass | null
418025232 | Existing | 30780 | VACUUM | 11 kV | 630 | TNB | DISTRIBUTION |  |  | 3AH5-103-2 | TX1 | 300061213 | WKLC/PCE/J00005/MB30780 | 30780 | CLOSED | NO.38 BEDARA TMN BEDARA BKT BINTANG | KUALA LUMPUR PUSAT | ITEM | INST |  | Pass | null
419301020 | Existing |  | VACUUM | 11 kV | 0 | TNB | DISTRIBUTION | [6 empty] | 18378 | CLOSED | HOTEL MELIA | KUALA LUMPUR PUSAT |  |  |  | Pass | null
415745499 | Existing | 3181 | VACUUM | 11 kV | 600 | TNB | DISTRIBUTION |  |  | BVP.500 | HOTEL NOVA | 300245316 | WKLC/PCE/J01172/MB3181 | 3181 | CLOSED | BANGUNAN PETRONAS EMAS JLN PUDU | KUALA LUMPUR PUSAT | GEC | INST |  | Pass | null
415746196 | Existing | 16509 | VACUUM | 11 kV | 630 | TNB | DISTRIBUTION |  |  | VMH 12 | PPU JALAN PUDU | 300244607 | WKLC/PCE/J00997/MB16509 | 16509 | CLOSED | WISMA PUTRA(INST DIPLOMASI&HUBUNGAN LUAR | KUALA LUMPUR PUSAT | LKH | INST |  | Pass | null
377375304 | Existing | VCB8 | VACUUM | 11 kV | 630 | TNB | DISTRIBUTION |  | EPE | VFT-12 | APT MESRA VILLA JLN IKAN EMAS6 | 300285801 | WKLC/PPU/G00032/NB8 | 8 | CLOSED | PPU HOSPITAL AMPANG | KUALA LUMPUR PUSAT | EPE | INST |  | Pass | null
377521223 | Existing | VCB11 | VACUUM | 11 kV | 630 | TNB | DISTRIBUTION |  | ABB | VD4E1206P20 | FAIRLANE HOTEL | 300044111 | WKLC/PPU/G00003/NB11 | 11 | CLOSED | PPU BUKIT BINTANG | KUALA LUMPUR PUSAT | ABB | INST |  | Pass | null
416867749 | Existing | 33660 | VACUUM | 11 kV | 630 | TNB | DISTRIBUTION |  |  | 8BK-88 A1 | TRANSFORMER 1 | 300245206 | WKLC/PCE/J01157/MB33660 | 33660 | CLOSED | NO.2 P/PURI BT 2 1/2 CHERAS | KUALA LUMPUR PUSAT | ITEM | INST |  | Pass | null
417898238 | Existing | 30636 | VACUUM | 11 kV | 630 | TNB | DISTRIBUTION |  |  | 3AH5103-2Z | TX | 300062619 | WKLC/PCE/J00264/MB30636 | 30636 | CLOSED | RESTORAN MC DONALDS JLN. PANDAN MEWAH | KUALA LUMPUR PUSAT | ITEM | INST |  | Pass | null
412271628 | Existing | 4241 | VACUUM | 11 kV | 630 | TNB | DISTRIBUTION |  |  | VFT-12 | TX 2 | 300063732 | WKLC/PCE/J00464/MB4241 | 4241 | CLOSED | SUN COMPLEX | KUALA LUMPUR PUSAT | EPE | INST |  | Pass | null
417909267 | Existing | 19248 | VACUUM | 11 kV | 630 | TNB | DISTRIBUTION |  |  | VMH12 | TMN KOSAS NO 7 | 300061391 | WKLC/PCE/J00040/MB19248 | 19248 | CLOSED | CHANCELLOR KONDO NO.1 TMN KOSAS | KUALA LUMPUR PUSAT | LKH | INST |  | Pass | null
377591136 | Existing | 1WO | VACUUM | 33 kV | 2 | TNB | DISTRIBUTION |  | TAMCO | VY 30P 25D | 1WO - BUS COUPLER | 300044725 | WKLC/PPU/G00025/MB1WO | 1WO | CLOSED | PPU TAMAN DATOK AHMAD RAZALI | KUALA LUMPUR PUSAT | TAMCO | INST |  | Pass | null
417794266 | Existing | 45236 | VACUUM | 11 kV | 630 | TNB | DISTRIBUTION |  |  | 3AH5103-1 | SPARE | 311406957 | WKLC/PCE/J01692/MB45236 | 45236 | OPEN | AMAYA | KUALA LUMPUR PUSAT | ITEM | INST | YTBC | Pass | null
419751776 | Existing | 31601 | VACUUM | 11 kV | 630 | TNB | DISTRIBUTION |  |  | HICLAD 12A20 | TX 2 | 300244861 | WKLC/PCE/J00544/MB31601 | 31601 | OPEN | BLK A1 PANDAN UTAMA | KUALA LUMPUR PUSAT | EPE | INST |  | Pass | null
416994672 | Existing | 11471 | VACUUM | 11 kV | 630 | TNB | DISTRIBUTION |  |  | VFT12 | PENGGUNA | 10000576 | WKLC/PCE/J00494/MB11471 | 11471 | CLOSED | MENARA PAN GLOBAL | KUALA LUMPUR PUSAT | EPE | INST |  | Pass | null
377952201 | Existing | 1HO | VACUUM | 33 kV | 1 | TNB | DISTRIBUTION |  | ITEM | N/A | 1HO - 30 MVA TX 1 | 300451583 | WKLC/PPU/G00039/MB1HO | 1HO | CLOSED | PPU ST MARY | KUALA LUMPUR PUSAT | ITEM | INST |  | Pass | null
377376723 | Existing | 2HO | VACUUM | 33 kV | 1 | TNB | DISTRIBUTION |  | EPE | BGA 36 | 2HO-30MVA TX2 | 300286596 | WKLC/PPU/G00034/MB2HO | 2HO | CLOSED | PPU ROYAL CENDANA | KUALA LUMPUR PUSAT | EPE | INST |  | Pass | null
417309155 | Existing | 30651 | VACUUM | 11 kV | 630 | TNB | DISTRIBUTION |  |  | 8BK-88 | PENGGUNA 11KV | 300061237 | WKLC/PCE/J00009/MB30651 | 30651 | CLOSED | HOTEL WESTIN | KUALA LUMPUR PUSAT | ITEM | INST |  | Pass | null
420842319 | Existing | 1452 | VACUUM | 11 kV | 630 | TNB | DISTRIBUTION |  |  | VK 10J20H | TRANSFORMER 2 | 300244792 | WKLC/PCE/J01262/MB14652 | 14652 | CLOSED | BKT ROBSON KONDO B | KUALA LUMPUR PUSAT | TAMCO | INST |  | Pass | null
409120737 | Existing |  | VACUUM | 11 kV | 0 | TNB | DISTRIBUTION | [6 empty] | 30 | CLOSED | PPU WARISAN TRADISI | KUALA LUMPUR PUSAT |  |  |  | Pass | null
411739651 | Existing |  | VACUUM | 11 kV | 0 | TNB | DISTRIBUTION | [6 empty] | 51929 | CLOSED | SSU PANDAN MAS 2A | KUALA LUMPUR PUSAT |  |  |  | Pass | null
54986382 | Existing | VCB5 |  | 33 kV | 630 | TNB | DISTRIBUTION |  | ITEM | 8BK88 K05 | SPARE | 300454816 | WKLC/PPU/G00041/NB5 | 5-K05 | CLOSED | PPU SG PURUN | KUALA LUMPUR PUSAT | ITEM | INST |  | Fail | Please check "InsulationType"
411348657 | Existing | 18152 | VACUUM | 11 kV | 630 | TNB | DISTRIBUTION |  |  | VMH12 | PMU BUKIT MAHKAMAH | 300061658 | WKLC/PCE/J00088/MB18152 | 18152 | CLOSED | IBU PEJABAT BSKL PERS MAYBANK | KUALA LUMPUR PUSAT | LKH | INST |  | Pass | null
418270572 | Existing | 22048 | VACUUM | 11 kV | 630 | TNB | DISTRIBUTION |  |  | VK 10J20H | PPU RODGER STREET | 300245067 | WKLC/PCE/J00998/MB22048 | 22048 | CLOSED | FIRST NATION WIDE CAPITOL | KUALA LUMPUR PUSAT | TAMCO | INST |  | Pass | null
419026462 | Existing | 21856 | VACUUM | 11 kV | 630 | TNB | DISTRIBUTION |  |  | SBV 4 | SPARE | 300063792 | WKLC/PCE/J00476/MB21856 | 21856 | CLOSED | PE PARK INN HOTEL | KUALA LUMPUR PUSAT | MAHKOTA MANUFACTURING SDN. BHD | INST |  | Pass | null
412272286 | Existing |  | VACUUM | 11 kV | 0 | TNB | DISTRIBUTION | [6 empty] | 1 | CLOSED | FAIR LANE HOTEL | KUALA LUMPUR PUSAT |  |  |  | Pass | null
418639273 | Existing | 22087 | VACUUM | 11 kV | 630 | TNB | DISTRIBUTION |  |  | SBV-4 | PPU PANDAN INDAH | 300066541 | WKLC/PCE/J00963/MB22087 | 22087 | CLOSED | JLN 6/2 TMN KOMERSIAL PANDAN INDAH | KUALA LUMPUR PUSAT | GEC | INST |  | Pass | null
416707169 | Existing | 14866 | VACUUM | 11 kV | 630 | TNB | DISTRIBUTION |  |  | VFT12 | TX2 | 300065417 | WKLC/PCE/J00770/MB14866 | 14866 | CLOSED | KOMPLEKS SPECTRUM | KUALA LUMPUR PUSAT | EPE | INST |  | Pass | null
417093725 | Existing | 7326 | VACUUM | 11 kV | 400 | TNB | DISTRIBUTION |  |  | VBH-124-40 |  | 311297270 | WKLC/PCE/J00498/MB7326 | 7326 | OPEN | TONG AH | KUALA LUMPUR PUSAT | AICHI | INST | YTBC | Pass | null
405254983 | Existing | 7006 | VACUUM | 11 kV | 630 | TNB | DISTRIBUTION |  |  | SBV4/800/200-SI | PADAT KILANG E7 KG SATU JLN SG | 300245013 | WKLC/PCE/J01291/MB7005 | 7005 | CLOSED | PENGKALAN TUDM | KUALA LUMPUR SELATAN | MAHKOTA | INST |  | Fail | Please check "Operational Area"
377592662 | Existing | VCB10 | VACUUM | 11 kV | 630 | TNB | DISTRIBUTION |  | TAMCO | VK10J20D | STSN MONORAIL SULTAN SULAIMAN | 300044815 | WKLC/PPU/G00028/NB10 | 10 | CLOSED | PPU TELEKOM BRICKFIELD | KUALA LUMPUR PUSAT | TAMCO | INST |  | Pass | null
418107056 | Existing | 7179 | VACUUM | 11 kV | 630 | TNB | DISTRIBUTION |  |  | VBH-124-40 | TX | 300065459 | WKLC/PCE/J00778/MB7179 | 7179 | CLOSED | TAMAN TAR NO.4 | KUALA LUMPUR PUSAT | AICHI | INST |  | Pass | null
399192003 | Existing | 8993 | VACUUM | 11 kV | 630 | TNB | DISTRIBUTION |  |  | VK10J25H | VILLA U-THANT | 300064470 | WKLC/PCE/J00599/MB8993 | 8993 | CLOSED | PANDAN MAJU NO.1 | KUALA LUMPUR TIMUR | TAMCO | INST |  | Fail | Please check "Operational Area"
419090771 | Existing |  | VACUUM | 11 kV | 630 | TNB | DISTRIBUTION |  |  | 8BK88E |  | 310191693 | WKLC/PCE/J01784/MB1 | 50539 | CLOSED | THE NEWS JLN YAP KWANG SENG | KUALA LUMPUR PUSAT | ITEM | INST | YTBC | Pass | null
416922304 | Existing | 39194 | VACUUM | 11 kV | 630 | TNB | DISTRIBUTION |  |  | VK10J20H | TX2 | 10000762 | WKLC/PCE/J01075/MB39194 | 39194 | CLOSED | 633 RESIDENCY JLN SCOTT | KUALA LUMPUR PUSAT | TAMCO | INST | YTBC | Pass | null
411739644 | Existing |  | VACUUM | 11 kV | 0 | TNB | DISTRIBUTION | [6 empty] | 51924 | CLOSED | SSU PANDAN MAS 2A | KUALA LUMPUR PUSAT |  |  |  | Pass | null
377303370 | Existing | VCB6 | VACUUM | 11 kV | 630 | TNB | DISTRIBUTION |  | TAMCO | VK 10J 20D | P/E CROWN REGENCY JLN P.RAMLEE | 300044878 | WKLC/PPU/G00030/NB6 | 6 | CLOSED | PPU UNION SQUARE | KUALA LUMPUR PUSAT | TAMCO | INST |  | Pass | null
377301816 | Existing | 1SO | VACUUM | 33 kV | 2 | TNB | DISTRIBUTION |  |  | BGA 36 | BUS SECTION | 300286970 | WKLC/SSU/G00006/MB1SO | 1S0 | CLOSED | SSU PRINCE COURT MEDICAL CENTRE | KUALA LUMPUR PUSAT | RANHILL | INST |  | Pass | null
377692241 | Existing | 15L5 | VACUUM | 33 kV | 1 | TNB | DISTRIBUTION |  | TAMCO | VY30M25D | SPARE | 300286632 | WKLC/PMU/G00007/MB15L5 | 15 | OPEN | PMU PANDAN MAJU 132/33/11KV | KUALA LUMPUR PUSAT | TAMCO | INST |  | Pass | null
377693130 | Existing | 10L5 | VACUUM | 33 kV | 1 | TNB | DISTRIBUTION |  | EPE | VJ-32DBB | SSU THE GARDEN (4S5) | 300043946 | WKLC/PMU/G00006/MB10L5 | 10L5 | CLOSED | PMU MID VALLEY 132/33/11KV | KUALA LUMPUR PUSAT | EPE | INST |  | Pass | null
416513740 | Existing | 30892 | VACUUM | 11 kV | 630 | TNB | DISTRIBUTION |  |  | SBV-4 | SUN RISE PARK | 300245112 | WKLC/PCE/J00046/MB30892 | 30892 | CLOSED | KAUONGYAH LAMTHIANKIONG JLN MERDEKA | KUALA LUMPUR PUSAT | MAHKOTA | INST |  | Pass | null
415929893 | Existing | 51346 | VACUUM | 11 kV | 800 | TNB | DISTRIBUTION |  |  | HV-12 | LOOPING 2 | 311297196 | WKLC/PCE/J00059/MB51346 | 51346 | OPEN | AMPANG TOWER | KUALA LUMPUR PUSAT | TOSHIBA | INST | YTBC | Pass | null
412307219 | Existing | 44362 | VACUUM | 11 kV | 800 | TNB | DISTRIBUTION |  |  | HV12 | VERTICAS NO.1 JLN CEYLON BLK B | 300453378 | WKLC/PCE/J01625/MB44362 | 44362 | CLOSED | VERTICAS NO.1 JLN CEYLON BLOCK A | KUALA LUMPUR PUSAT | TOPRANK | INST |  | Pass | null
415745601 | Existing | 20342 | VACUUM | 11 kV | 630 | TNB | DISTRIBUTION |  |  | VK10J20H | BANGUNAN EMAS | 300061255 | WKLC/PCE/J00013/MB20342 | 20342 | CLOSED | HOTEL NOVA | KUALA LUMPUR PUSAT | TAMCO | INST |  | Pass | null
419532401 | Existing | 1329 | VACUUM | 11 kV | 630 | TNB | DISTRIBUTION |  |  | BVP3 | KOMPLEKS RICHMORE JLN PASAR | 300062922 | WKLC/PCE/J00325/MB1329 | 1329 | CLOSED | JLN GAJAH | KUALA LUMPUR PUSAT | AEI | INST |  | Pass | null
412289208 | Existing | 8874 | VACUUM | 11 kV | 630 | TNB | DISTRIBUTION |  |  | VFT12 | TX | 300062813 | WKLC/PCE/J00302/MB8874 | 8874 | CLOSED | HOSPITAL TONG SHIN | KUALA LUMPUR PUSAT | EPE | INST |  | Pass | null
377588862 | Existing | VCB9 | VACUUM | 11 kV | 630 | TNB | DISTRIBUTION |  | TAMCO | VK 10J 20D | IBU PEJABAT TELEKOM RAJAMUDA | 300044640 | WKLC/PPU/G00021/NB9 | 9 | CLOSED | PPU PHILEO | KUALA LUMPUR PUSAT | TAMCO | INST |  | Pass | null
377590352 | Existing | VCB31 | VACUUM | 11 kV | 2 | TNB | DISTRIBUTION |  | TAMCO | VK 10P 25D | 30 MVA TX 1 | 300044711 | WKLC/PPU/G00024/NB31 | 31 | CLOSED | PPU STAR HILL | KUALA LUMPUR PUSAT | TAMCO | INST |  | Pass | null
417480710 | Existing | 47620 | VACUUM | 11 kV | 630 | TNB | DISTRIBUTION |  |  | VFT12 | THE HORIZON | 300537248 | WKLC/PCE/J01435/MB1 | 47620 | OPEN | MENARA TECHNIP JLN INAI | KUALA LUMPUR PUSAT | EPE | INST | YTBC | Pass | null
417128110 | Existing | 40756 | VACUUM | 11 kV | 630 | TNB | DISTRIBUTION |  |  | 12A20 | ICON JLN TUN RAZAK | 311297232 | WKLC/PCE/J01155/MB40756 | 40756 | OPEN | MENARA SEE HOY CHAN (JLN TUN RAZAK) | KUALA LUMPUR PUSAT | EPE | INST | YTBC | Pass | null
411695843 | Existing | 13952 | VACUUM | 11 kV | 630 | TNB | DISTRIBUTION |  |  | VK10J20H | 11KV CONSUMER | 10000574 | WKLC/PCE/J00460/MB13952 | 13952 | CLOSED | WISMA UOA NO.1 | KUALA LUMPUR PUSAT | TAMCO | INST |  | Pass | null
416457893 | Existing | 11439 | VACUUM | 11 kV | 630 | TNB | DISTRIBUTION |  |  | VK10J20H | P/E MASJID JLN HANG TUAH | 300244749 | WKLC/PCE/J01286/MB11439 | 11439 | OPEN | POLIS HQ JLN SHAW | KUALA LUMPUR PUSAT | TAMCO | INST |  | Pass | null
377363353 | Existing | VCB13 | VACUUM | 11 kV | 630 | TNB | DISTRIBUTION |  | TAMCO | VK-10J20DT | SSU JLN RODGER | 300044289 | WKLC/PPU/G00009/NB13 | 13 | CLOSED | PPU JALAN RODGER | KUALA LUMPUR PUSAT | TAMCO | INST |  | Pass | null
377364779 | Existing | VCB4 | VACUUM | 11 kV | 630 | TNB | DISTRIBUTION |  | TAMCO | VK-10J20DT | P/E MENARA KHUAN CHOO | 300044240 | WKLC/PPU/G00007/NB4 | 4 | CLOSED | PPU HOTEL ISTANA | KUALA LUMPUR PUSAT | TAMCO | INST |  | Pass | null
377364875 | Existing | VCB3 | VACUUM | 11 kV | 630 | TNB | DISTRIBUTION |  | TAMCO | VK-10J20DT | SSU BLK A ONE RES. JLN NAGA | 300044235 | WKLC/PPU/G00007/NB3 | 3 | CLOSED | PPU HOTEL ISTANA | KUALA LUMPUR PUSAT | TAMCO | INST |  | Pass | null
377949387 | Existing | VCB31 | VACUUM | 11 kV | 2 | TNB | DISTRIBUTION |  | TAMCO | VK 10J 20D | 30 MVA TX 1 | 300286549 | WKLC/PPU/G00037/NB31 | 31 | CLOSED | PPU PLAZA DUTA (AVENUE K) | KUALA LUMPUR PUSAT | TAMCO | INST |  | Pass | null
416660125 | Existing | 48644 | VACUUM | 11 kV | 630 | TNB | DISTRIBUTION |  |  | VK10J20H | PPU MAS BUILDING CB9 | 300537120 | WKLC/PCE/J01728/MB1 | 48644 | CLOSED | SSU MENARA PUBLIC BANK JALAN RAJA CHULAN | KUALA LUMPUR PUSAT | TAMCO | INST | YTBC | Pass | null
411336176 | Existing | 6363 | VACUUM | 11 kV | 630 | TNB | DISTRIBUTION |  |  | VMH12 | BUDGET HOTEL | 300062822 | WKLC/PCE/J00303/MB6363 | 6363 | OPEN | PE CHINESE MATERNITY HOSPITAL | KUALA LUMPUR PUSAT | LKH | INST |  | Pass | null
418892611 | Existing | 18365 | VACUUM | 11 kV | 630 | TNB | DISTRIBUTION |  |  | VMH12 | PENGGUNA 11KV | 300061280 | WKLC/PCE/J00017/MB18365 | 18365 | CLOSED | PHILEO PROMENADE OFFICE TOWER | KUALA LUMPUR PUSAT | LKH | INST |  | Pass | null
418025231 | Existing | 30781 | VACUUM | 11 kV | 630 | TNB | DISTRIBUTION |  |  | 3AH5-103-2 | P/E WISMA GENESIS | 300061214 | WKLC/PCE/J00005/MB30781 | 30781 | CLOSED | NO.38 BEDARA TMN BEDARA BKT BINTANG | KUALA LUMPUR PUSAT | ITEM | INST |  | Pass | null
416548072 | Existing | 11377 | VACUUM | 11 kV | 630 | TNB | DISTRIBUTION |  |  | VK10J20H | TX2 | 300064371 | WKLC/PCE/J00583/MB11377 | 11377 | CLOSED | ONE AMPANG AVENUE NO.2 | KUALA LUMPUR PUSAT | TAMCO | INST |  | Pass | null
419146976 | Existing | 31322 | VACUUM | 11 kV | 630 | TNB | DISTRIBUTION |  |  | VK10J25H | PPU PANDAN INDAH | 300244715 | WKLC/PCE/J01180/MB31322 | 31322 | CLOSED | SSU HOSPITAL AMPANG A&B | KUALA LUMPUR PUSAT | TAMCO | INST |  | Pass | null
416389335 | Existing | 47748 | VACUUM | 11 kV | 630 | TNB | DISTRIBUTION |  |  | VK10J20H | PADAT SEMENTARA KLCC (SPUR) | 311297170 | WKLC/PCE/J00628/MB47748 |  | CLOSED | WISMA CENTRAL JLN AMPANG | KUALA LUMPUR PUSAT | TAMCO | INST | YTBC | Pass | null
416867748 | Existing | 33659 | VACUUM | 11 kV | 630 | TNB | DISTRIBUTION |  |  | 8BK-88 A3 | NO. 1 P'PURI BT. 2 1/2 CHERAS | 300245205 | WKLC/PCE/J01157/MB33659 | 33659 | CLOSED | NO.2 P/PURI BT 2 1/2 CHERAS | KUALA LUMPUR PUSAT | ITEM | INST |  | Pass | null
406273023 | Existing | 35394 | VACUUM | 11 kV | 630 | TNB | DISTRIBUTION |  |  | 3AH5103-2Z | TMN BKT PANDAN NO 1 CHRS BARU | 311407064 | WKLS/PCE/J00503/MB37394 | 37394 | CLOSED | P/PURI NUSA KURNIA | KUALA LUMPUR SELATAN | ITEM | INST | YTBC | Fail | Please check "Operational Area"
419068655 | Existing | 37100 | VACUUM | 11 kV | 630 | TNB | DISTRIBUTION |  |  | HV-12 | TX | 300265915 | WKLC/PCE/J01429/MB37100 | 37100 | CLOSED | JALAN 8, AMPANG NEW VILLAGE | KUALA LUMPUR PUSAT | TOPRANK | INST |  | Pass | null
417871096 | Existing | 42591 | VACUUM | 11 kV | 630 | TNB | DISTRIBUTION |  |  | VK 10J20H | BALAI POLIS BRICKFIELD | 300268671 | WKLC/PCE/J01550/MB42591 | 42591 | CLOSED | MUTIARA RESIDENCY JLN THAMBY ABDULLAH | KUALA LUMPUR PUSAT | TAMCO | INST |  | Pass | null
418932371 | Existing | 41587 | VACUUM | 11 kV | 630 | TNB | DISTRIBUTION |  |  | 8BK-88E A1 | MSB PENGGUNA | 300284318 | WKLC/PCE/J01495/MB41587 | 41587 | CLOSED | MY HABITAT JLN AMAN | KUALA LUMPUR PUSAT | ITEM | INST |  | Pass | null
377979910 | Existing |  | VACUUM | 33 kV | 0 | TNB | DISTRIBUTION | [6 empty] | 4S5 | CLOSED | SSU DCC(KLCC) | KUALA LUMPUR PUSAT |  |  |  | Pass | null
417931118 | Existing | VCB1 | VACUUM | 11 kV | 630 | TNB | DISTRIBUTION |  |  | GV3 | VCB 1 - SSU 3A ECO CITY | 311754122 | WKLC/PPU/G00051/NB15 | 14 | CLOSED | PPU TRX CITY NO.1 D-PZW-S17-9277 | KUALA LUMPUR PUSAT | TAMCO | INST | YTBC | Pass | null
416759242 | Existing | 46480 | VACUUM | 11 kV | 630 | TNB | DISTRIBUTION |  |  | 12A20 | LOOPING | 300535447 | WKLC/PCE/J01715/MB46480 | 46480 | CLOSED | RESIDEN M AMPANG | KUALA LUMPUR PUSAT | EPE | INST | YTBC | Pass | null
416994671 | Existing | 11472 | VACUUM | 11 kV | 630 | TNB | DISTRIBUTION |  |  | VFT12 | PLAZA ATRIUM | 300063885 | WKLC/PCE/J00494/MB11472 | 11472 | CLOSED | MENARA PAN GLOBAL | KUALA LUMPUR PUSAT | EPE | INST |  | Pass | null
416995464 | Existing | 33422 | VACUUM | 11 kV | 630 | TNB | DISTRIBUTION |  |  | SBV-4 | TX2 | 300245874 | WKLC/PCE/J01359/MB33422 | 33422 | CLOSED | P/PURI 25 TKT LOT 1075 | KUALA LUMPUR PUSAT | ALTENA | INST |  | Pass | null
418270395 | Existing | 50318 | VACUUM | 11 kV | 630 | TNB | DISTRIBUTION |  |  | 3AH5 104-2 | PENGGUNA 11KV | 311279618 | WKLC/PCE/J01789/MB50318 | 50318 | CLOSED | SSU JALAN RODGER | KUALA LUMPUR PUSAT | ITEM | INST | YTBC | Pass | null
416019958 | Existing | 38567 | VACUUM | 11 kV | 630 | TNB | DISTRIBUTION |  |  | VFT-12 106 | BEVERLY TOWER JLN PINANG | 311279601 | WKLC/PCE/J01672/MB38567 | 38567 | CLOSED | BLK PEJ 170 JLN PERAK | KUALA LUMPUR PUSAT | EPE | INST | YTBC | Pass | null
417940881 | Existing | 38840 | VACUUM | 11 kV | 630 | TNB | DISTRIBUTION |  |  | VK10J20H | TAMAN DAGANG PERMAI NO.2 | 300266717 | WKLC/PCE/J01434/MB38840 | 38840 | CLOSED | CARREFOUR AMPANG | KUALA LUMPUR PUSAT | TAMCO | INST |  | Pass | null
417552867 | Existing | 9159 | VACUUM | 11 kV | 630 | TNB | DISTRIBUTION |  |  | VFT12 | TAMAN HALAMAN INDAH | 300064882 | WKLC/PCE/J00668/MB9159 | 9159 | CLOSED | TAMAN HALAMAN N0.2 | KUALA LUMPUR PUSAT | EPE | INST |  | Pass | null
377951343 | Existing |  | VACUUM | 11 kV | 0 | TNB | DISTRIBUTION | [6 empty] | 32 | CLOSED | PPU BANK KERJASAMA RAKYAT | KUALA LUMPUR PUSAT |  |  |  | Pass | null
411787818 | Existing | 48207 | VACUUM | 11 kV | 630 | TNB | DISTRIBUTION |  |  | VFT12 12A20 | SPARE | 300537163 | WKLC/PCE/J01667/MB7 | 48207 | CLOSED | G RESIDENCE DESA PANDAN | Unknown | EPE | INST | YTBC | Fail | Please check "Operational Area"
417309122 | Existing | 30647 | VACUUM | 11 kV | 630 | TNB | DISTRIBUTION |  |  | 8BK-88 | SPARE | 300061233 | WKLC/PCE/J00009/MB30647 | 30647 | CLOSED | HOTEL WESTIN | KUALA LUMPUR PUSAT | ITEM | INST |  | Pass | null
377377419 | Existing | VCB8 | VACUUM | 11 kV | 630 | TNB | DISTRIBUTION |  | EPE | VFT12D | SPARE | 10001368 | WKLC/PPU/G00038/NB8 | 8 | CLOSED | PPU F & N | KUALA LUMPUR PUSAT |  |  |  | Pass | null
417952230 | Existing | 9880 | VACUUM | 11 kV | 630 | TNB | DISTRIBUTION |  |  | VK10J20H | KILANG TASIK TAMBAHAN | 300063312 | WKLC/PCE/J00391/MB9880 | 9880 | OPEN | TAMAN MELOR NO.2 | KUALA LUMPUR PUSAT | TAMCO | INST |  | Pass | null
54986381 | Existing | VCB3 |  | 33 kV | 630 | TNB | DISTRIBUTION |  | ITEM | 8BK88 K03 | 4 JLN SAUJANA10 TM S'JANA AMPG | 300454817 | WKLC/PPU/G00041/NB3 | 3-K03 | CLOSED | PPU SG PURUN | KUALA LUMPUR PUSAT | ITEM | INST |  | Fail | Please check "InsulationType"
416870529 | Existing | 14035 | VACUUM | 11 kV | 630 | TNB | DISTRIBUTION |  |  | VFT 12 | TX2 | 300061874 | WKLC/PCE/J00124/MB14035 | 14035 | CLOSED | ONE AMPANG AVENUE NO.4 | KUALA LUMPUR PUSAT | EPE | INST |  | Pass | null
417145633 | Existing |  | VACUUM | 11 kV | 0 | TNB | DISTRIBUTION | [6 empty] | 52632 | CLOSED | PE Aria Jalan Tun Razak | KUALA LUMPUR PUSAT |  |  |  | Pass | null
419656933 | Existing | 8815 | VACUUM | 11 kV | 630 | TNB | DISTRIBUTION |  |  | HV-12 | TX | 300062909 | WKLC/PCE/J00323/MB8815 | 8815 | CLOSED | PGB PLAZA | KUALA LUMPUR PUSAT | TOSHIBA | INST |  | Pass | null
417961737 | Existing | 35560 | VACUUM | 11 kV | 630 | TNB | DISTRIBUTION |  |  | VK10J25H | TX2 | 300245765 | WKLC/PCE/J01329/MB35560 | 35560 | CLOSED | PANGSAPURI LOT IDS RINGAN | KUALA LUMPUR PUSAT | TAMCO | INST |  | Pass | null
417571344 | Existing | 29829 | VACUUM | 11 kV | 630 | TNB | DISTRIBUTION |  |  | HICLAD 12A20 | TX1 | 300066140 | WKLC/PCE/J00889/MB29829 | 29829 | CLOSED | NO.2 BKT PERMAI UTAMA | KUALA LUMPUR PUSAT | EPE | INST |  | Pass | null
416595774 | Existing | 49258 | VACUUM | 11 kV | 630 | TNB | DISTRIBUTION |  |  | N/A | PENGGUNA 11KV NO2 | 300537652 | WKLC/PCE/J01726/MB5 | 49258 | CLOSED | SSU BANYAN TREE SIGNATURE JLN CONLAY | KUALA LUMPUR PUSAT | TAMCO | INST | YTBC | Pass | null
377395455 | Existing | VCB34 | VACUUM | 11 kV | 2 | TNB | DISTRIBUTION |  | TAMCO | VK 10P 25D | BUS COUPLER | 300044411 | WKLC/PPU/G00013/NB34 | 34 | CLOSED | PPU KLCC | KUALA LUMPUR PUSAT |  | INST |  | Pass | null
417046285 | Proposed |  | VACUUM | 11 kV | 0 | TNB | DISTRIBUTION | [7 empty] | CLOSED |  | KUALA LUMPUR PUSAT |  |  |  | Fail | Please check "Status"
417046477 | Existing |  | VACUUM | 11 kV | 0 | TNB | DISTRIBUTION | [6 empty] | 7 | CLOSED |  | KUALA LUMPUR PUSAT |  |  |  | Pass | null
419081960 | Existing | 8035 | VACUUM | 11 kV | 630 | TNB | DISTRIBUTION |  |  | VMH12 | PPU BSKL | 300061955 | WKLC/PCE/J00141/MB8035 | 8035 | CLOSED | ARAB MALAYSIAN BANK | KUALA LUMPUR PUSAT | LKH HSS | INST |  | Pass | null
411757686 | Existing | 521 | VACUUM | 11 kV | 630 | TNB | DISTRIBUTION |  |  | VK10J20H | PADAT KAYLA BEVERLY HILLS | 300062936 | WKLC/PCE/J00329/MB521 | 521 | CLOSED | KG PANDAN QUARTERS | KUALA LUMPUR PUSAT | TAMCO | INST |  | Pass | null
417971564 | Existing |  | VACUUM | 11 kV | 0 | TNB | DISTRIBUTION |  |  | 8BK-88SE A1 | PE MID-POINT SHOPPING COMPLEX | 300066340 | WKLC/PCE/J00921/MB10492 | 10492 | CLOSED | PANDAN INDAH NO 6 | KUALA LUMPUR PUSAT | EPE | INST |  | Pass | null
412229953 | Existing | 22022 | VACUUM | 11 kV | 630 | TNB | DISTRIBUTION |  |  | VK 10J20H | HOTEL 13 TINGKAT LRG KAPAR | 300245075 | WKLC/PCE/J01271/MB22022 | 22022 | CLOSED | UNITED TOWER LRG KAPAR | KUALA LUMPUR PUSAT | TAMCO | INST |  | Pass | null
417554072 | Existing | 7230 | VACUUM | 11 kV | 630 | TNB | DISTRIBUTION |  |  | R4/1MK8 | DAGANG JAYA NO 3 | 300065000 | WKLC/PCE/J00690/MB7230 | 7230 | CLOSED | TAMAN DAGANG JAYA NO.2 | KUALA LUMPUR PUSAT | VSI BRUSH | INST |  | Pass | null
377962365 | Existing | 4S5 | VACUUM | 33 kV | 1 | TNB | DISTRIBUTION |  | TAMCO | GV 30M 25D | 4S5 - SPARE | 310201643 | WKLC/SSU/G00015/MB7 | 5S5 | OPEN | SSU ELEMENT | KUALA LUMPUR PUSAT | TAMCO | INST | YTBC | Pass | null
416746007 | Existing | 30219 | VACUUM | 11 kV | 630 | TNB | DISTRIBUTION |  |  | SBV4/800/200-SI | P/E TAMAN TAR NO.6 | 300065319 | WKLC/PCE/J00752/MB30219 | 30219 | CLOSED | BLK A P/PURI J MEMANDA 11 T D A RAZALI | KUALA LUMPUR PUSAT | GEC | INST |  | Pass | null
416054258 | Existing | 29865 | VACUUM | 11 kV | 630 | TNB | DISTRIBUTION |  |  | VK 10J20H | 11 KV CONSUMERS | 10000549 | WKLC/PCE/J00103/MB29865 | 29865 | CLOSED | PRINCE HOTEL JALAN CONLAY | KUALA LUMPUR PUSAT | TAMCO | INST |  | Pass | null
377523804 | Existing | 1L5 | VACUUM | 33 kV | 1 | TNB | DISTRIBUTION |  | TAMCO | VY30M25D | PPU SHAMELIN | 300044010 | WKLC/PMU/G00008/MB1L5 | 1L5 | CLOSED | PMU PUDU ULU 132/33/11KV | KUALA LUMPUR PUSAT | TAMCO | INST |  | Pass | null
403305364 | Existing | 37085 | VACUUM | 11 kV | 800 | TNB | DISTRIBUTION |  |  | HV-12 | KELAB UKAY NO.1 | 300255009 | WKLC/PCE/J01387/MB37085 | 37085 | CLOSED | JLN KELAB UKAY UTAMA | KUALA LUMPUR TIMUR | TOPRANK | INST |  | Fail | Please check "Operational Area"
417089121 | Existing | 10919 | VACUUM | 11 kV | 630 | TNB | DISTRIBUTION |  |  | HICLAD 12A20 | TX | 300062222 | WKLC/PCE/J00192/MB10919 | 10919 | CLOSED | AKADEMI BAM | KUALA LUMPUR PUSAT | EPE | INST |  | Pass | null
418458926 | Existing | 49753 | VACUUM | 11 kV | 630 | TNB | DISTRIBUTION |  |  | VK10J20H | SSU SUNWAY VELOCITY MALL 2 | 311297302 | WKLC/PCE/J01739/MB49753 | 49753 | CLOSED | SSU SUNWAY VELOCITY MALL 1 | KUALA LUMPUR PUSAT | TAMCO | INST | YTBC | Pass | null
377301943 | Existing | 4S5 | VACUUM | 33 kV | 1 | TNB | DISTRIBUTION |  | TAMCO | GV 30M 25D | PNIX 3P5 | 310199224 | WKLC/SSU/G00023/MB4S5 | 4S5 | CLOSED | SSU D TIARA | KUALA LUMPUR PUSAT | TAMCO | INST | YTBC | Pass | null
377302640 | Existing | VCB32 | VACUUM | 11 kV | 2 | TNB | DISTRIBUTION |  |  | 10-VPR-25B | VCB 32 - 30 MVA TX 2 | 300044847 | WKLC/PPU/G00029/NB32 | 32 | CLOSED | PPU UDA BUKIT NENAS | KUALA LUMPUR PUSAT | MITSUBISHI | INST |  | Pass | null
377303497 | Existing | 1P5 | VACUUM | 33 kV | 1 | TNB | DISTRIBUTION |  | TAMCO | VY 30M 25D | 2P5 - BSKL | 300044860 | WKLC/PPU/G00030/MB2P5 | 2P5 | OPEN | PPU UNION SQUARE | KUALA LUMPUR PUSAT | TAMCO | INST |  | Pass | null
417038606 | Existing | 4370 | VACUUM | 11 kV | 630 | TNB | DISTRIBUTION |  |  | VK 10J20H | JLN SULAIMAN COMPACT | 300244760 | WKLC/PCE/J01205/MB4370 | 4370 | OPEN | PUBLIC BANK | KUALA LUMPUR PUSAT | TAMCO | INST |  | Pass | null
377361332 | Existing | 1WO | VACUUM | 33 kV | 2 | TNB | DISTRIBUTION |  | ITEM | 8DB 10 | BUS COUPLER | 300286414 | WKLC/PPU/G00012/MB1WO | 1WO | CLOSED | PPU KL TOWN | KUALA LUMPUR PUSAT | ITEM | INST |  | Pass | null
415929924 | Existing | 6959 | VACUUM | 11 kV | 630 | TNB | DISTRIBUTION |  |  | 8BK-88E | KL TOWER MAIN INTAKE | 10000560 | WKLC/PCE/J00525/MB6959 | 6959 | CLOSED | MING COURT HOTEL | KUALA LUMPUR PUSAT | ITEM | INST |  | Pass | null
63372353 | Existing | VCB13 | VACUUM | 11 kV | 630 | TNB | DISTRIBUTION |  | TAMCO | VK 10J20DT | P/E MENARA HSBC | 300043879 | WKLC/PMU/G00002/NB13 | 13 | CLOSED | PMU BUKIT MAHKAMAH 132/33/11KV | KUALA LUMPUR PUSAT | TAMCO | INST |  | Pass | null
416827173 | Existing | 49378 | VACUUM | 11 kV | 630 | TNB | DISTRIBUTION |  |  | 8BK-88E B2A | MSB CONSUMER 11KV | 311297268 | WKLC/PCE/J01881/MB49378 | 49378 | CLOSED | KILANG AIS BT. PERMAI JLN BT. PERMAI UT | KUALA LUMPUR PUSAT | ITEM | INST | YTBC | Pass | null
377799121 | Existing | VCB2 | VACUUM | 11 kV | 630 | TNB | DISTRIBUTION |  | TAMCO | VK10J20H | KHEN SENG MANSION | 300044321 | WKLC/PPU/G00010/NB2 | 2 | CLOSED | PPU JALAN SG BESI | KUALA LUMPUR PUSAT | TAMCO | INST |  | Pass | null
377799153 | Existing | VCB8 | VACUUM | 11 kV | 630 | TNB | DISTRIBUTION |  | TAMCO | VK10J20H | RUBY KOMPLEK | 300044330 | WKLC/PPU/G00010/NB8 | 8 | CLOSED | PPU JALAN SG BESI | KUALA LUMPUR PUSAT | TAMCO | INST |  | Pass | null
378160026 | Existing | VCB1 | VACUUM | 11 kV | 630 | TNB | DISTRIBUTION |  | EPE | VFT-12 | VCB1-P/E TELEKOM TMN PUTRA | 310104928 | WKLC/PPU/G00043/NB17 | 31 | CLOSED | PPU BANGUNAN MAS BARU | KUALA LUMPUR PUSAT |  |  |  | Pass | null
377558345 | Existing | VCB5 | VACUUM | 11 kV | 630 | TNB | DISTRIBUTION |  | TAMCO | VK 10J 20D | P/E JLN HAMZAH | 300044636 | WKLC/PPU/G00021/NB5 | 5 | CLOSED | PPU PHILEO | KUALA LUMPUR PUSAT | TAMCO | INST |  | Pass | null
412744342 | Existing | 49329 | VACUUM | 11 kV | 630 | TNB | DISTRIBUTION |  |  | 3AH5104-2 | SPARE | 311406560 | WKLC/PCE/J01722/MB49329 | 49329 | CLOSED | SSU DESA GREEN TMN DESA | KUALA LUMPUR SELATAN | SIEMENS | INST | YTBC | Fail | Please check "Operational Area"
399845275 | Existing | 18093 | VACUUM | 11 kV | 630 | TNB | DISTRIBUTION |  |  | VMH12 | KONDO NO 325 PERSIARAN RITCHIE | 300062072 | WKLC/PCE/J00160/MB18093 | 18093 | CLOSED | VILLA AMAN PERSIARAN RITCHIE | KUALA LUMPUR TIMUR | LKH HSS | INST |  | Fail | Please check "Operational Area"
416759504 | Existing | 45851 | VACUUM | 11 kV | 630 | TNB | DISTRIBUTION |  |  | 8BK-88E A1 | SSU MENARA HSC JALAN AMPANG | 311279568 | WKLC/PCE/J01684/MB45851 | 45851 | CLOSED | SASTRA U-THANT LORONG AMPANG 2 | KUALA LUMPUR PUSAT | ITEM | INST | YTBC | Pass | null
417012059 | Existing | 13427 | VACUUM | 11 kV | 0 | TNB | DISTRIBUTION |  |  | VMH12 | PPU TAMAN KOSAS | 300065410 | WKLC/PCE/J00769/MB13427 | 13427 | CLOSED | BDR BARU AMPANG NO.6 | KUALA LUMPUR PUSAT | LKH | INST |  | Pass | null
377364081 | Existing | VCB30 | VACUUM | 11 kV | 2 | TNB | DISTRIBUTION |  | TAMCO | VK-10P25DT | BUS SECTION | 300044263 | WKLC/PPU/G00008/NB30 | 30 | CLOSED | PPU JALAN PUDU | KUALA LUMPUR PUSAT |  | INST |  | Pass | null
411753485 | Existing | 33052 | VACUUM | 11 kV | 630 | TNB | DISTRIBUTION |  |  | HD4 | BLOK A PPR HILIRAN AMPANG | 300245259 | WKLC/PCE/J00740/MB33052 | 33052 | CLOSED | BLK B PPR HILIRAN AMPANG | KUALA LUMPUR PUSAT | ABB | INST |  | Pass | null
417965112 | Existing | 13522 | VACUUM | 11 kV | 630 | TNB | DISTRIBUTION |  |  | VK 10J25H | BENA TOWER | 300064664 | WKLC/PCE/J00632/MB13522 | 13522 | OPEN | MAYANG COURT | KUALA LUMPUR PUSAT | TAMCO | INST |  | Pass | null
416660092 | Existing | 48648 | VACUUM | 11 kV | 630 | TNB | DISTRIBUTION |  |  | VK10J20H | PENGGUNA 11KV | 300537124 | WKLC/PCE/J01728/MB5 | 48648 | CLOSED | SSU MENARA PUBLIC BANK JALAN RAJA CHULAN | KUALA LUMPUR PUSAT | TAMCO | INST | YTBC | Pass | null
418524133 | Existing | 14859 | VACUUM | 11 kV | 630 | TNB | DISTRIBUTION |  |  | VK10J20H | TX | 300064817 | WKLC/PCE/J00658/MB14859 | 14859 | CLOSED | IBU PEJABAT POLIS AMPANG | KUALA LUMPUR PUSAT | TAMCO | INST |  | Pass | null
417441607 | Existing | 163 | VACUUM | 11 kV | 630 | TNB | DISTRIBUTION |  |  | VK 10J20H | TX | 300244761 | WKLC/PCE/J01015/MB163 | 163 | CLOSED | KOPERASI POLIS | KUALA LUMPUR PUSAT | TAMCO | INST |  | Pass | null
415745497 | Existing | 3562 | VACUUM | 11 kV | 600 | TNB | DISTRIBUTION |  |  | BVP.500 | TRANSFORMER 1 - DIRECT P/E ENE | 300245317 | WKLC/PCE/J01172/MB3562 | 3562 | CLOSED | BANGUNAN PETRONAS EMAS JLN PUDU | KUALA LUMPUR PUSAT | GEC | INST |  | Pass | null
416346276 | Existing | 6293 | VACUUM | 11 kV | 630 | TNB | DISTRIBUTION |  |  | VK10J20H | WISMA CENTRAL | 300064644 | WKLC/PCE/J00629/MB6293 | 6293 | OPEN | WISMA EQUITY | KUALA LUMPUR PUSAT | TAMCO | INST |  | Pass | null
377301054 | Existing | 1WO | VACUUM | 33 kV | 2 | TNB | DISTRIBUTION |  | TAMCO | GV 30P 25D | BUS COUPLER | 300293497 | WKLC/SSU/G00010/MB1WO | 1W0 | CLOSED | SSU KENANGA WHOLESALE (DARATAN ASLI) | KUALA LUMPUR PUSAT | TAMCO | INST |  | Pass | null
411709158 | Existing | 51151 | VACUUM | 11 kV | 630 | TNB | DISTRIBUTION |  |  | VK10J20H | LOOPING A | 311297197 | WKLC/PCE/J00100/MB51151 | 51151 | OPEN | SSU KLCC A | KUALA LUMPUR PUSAT | TAMCO | INST | YTBC | Pass | null
416758498 | Existing | 17611 | VACUUM | 11 kV | 630 | TNB | DISTRIBUTION |  |  | VK 10J20H | CHINA EMBASSY | 300062586 | WKLC/PCE/J00256/MB17611 | 17611 | CLOSED | LARSON PLACE | KUALA LUMPUR PUSAT | TAMCO | INST |  | Pass | null
412297011 | Existing | 16534 | VACUUM | 11 kV | 630 | TNB | DISTRIBUTION |  |  | VK10J20H | PMU BKT MAHKAMAH | 300244687 | WKLC/PCE/J01069/MB16534 |  | CLOSED | STESEN LRT PUDURAYA | KUALA LUMPUR PUSAT | TAMCO | INST |  | Pass | null
377302228 | Existing | 1HO | VACUUM | 33 kV | 630 | TNB | DISTRIBUTION |  |  | 30FSG-25A | 1H0 - 30 MVA TX 1 | 300044836 | WKLC/PPU/G00029/MB1HO | 1HO | CLOSED | PPU UDA BUKIT NENAS | KUALA LUMPUR PUSAT | MITSUBISHI | INST |  | Pass | null
417093986 | Existing | 19480 | VACUUM | 11 kV | 630 | TNB | DISTRIBUTION |  |  | VMH12 | BUS SECTION | 300063926 | WKLC/PCE/J00501/MB19480 | 19480 | OPEN | WISMA PERKASA JLN PERAK | KUALA LUMPUR PUSAT | LKH | INST |  | Pass | null
417480670 | Existing |  | VACUUM | 11 kV | 0 | TNB | DISTRIBUTION |  |  |  |  | 311554857 | WKLC/PCE/J01889/MB52481 | 52481 | CLOSED | SSU MENARA PRUDENTIAL 2 | KUALA LUMPUR PUSAT | TOSHIBA | INST | YTBC | Pass | null
417931085 | Existing | VCB1 | VACUUM | 11 kV | 630 | TNB | DISTRIBUTION |  |  | GV3 | VCB 1 - SSU 3A ECO CITY | 311754119 | WKLC/PPU/G00051/NB12 | 12 | OPEN | PPU TRX CITY NO.1 D-PZW-S17-9277 | KUALA LUMPUR PUSAT | TAMCO | INST | YTBC | Pass | null
377590309 | Existing | 2HO | VACUUM | 33 kV | 1 | TNB | DISTRIBUTION |  | TAMCO | VY-30M 25D | 2HO - 30 MVA TX2 | 300044696 | WKLC/PPU/G00024/MB2HO | 2HO | CLOSED | PPU STAR HILL | KUALA LUMPUR PUSAT | TAMCO | INST |  | Pass | null
418270394 | Existing | 50320 | VACUUM | 11 kV | 630 | TNB | DISTRIBUTION |  |  | 3AH5 104-2 | LOOPING | 311279613 | WKLC/PCE/J01789/MB50320 | 50320 | OPEN | SSU JALAN RODGER | KUALA LUMPUR PUSAT | ITEM | INST | YTBC | Pass | null
418163598 | Existing | 6752 | VACUUM | 11 kV | 630 | TNB | DISTRIBUTION |  |  | VBH-124-40 | TRANSFORMER | 300244984 | WKLC/PCE/J01244/MB6752 | 6752 | CLOSED | JLN SAN PENG NO.2 | KUALA LUMPUR PUSAT | AICHI | INST |  | Pass | null
377950517 | Existing | VCB4 | VACUUM | 11 kV | 630 | TNB | DISTRIBUTION |  | TAMCO | VK 10J25H | P/E RESIDENSI SULTAN ISMAIL | 310105010 | WKLC/PPU/G00046/NB4 | 4 | CLOSED | PPU GRAND HYATT | KUALA LUMPUR PUSAT | TAMCO | INST | YTBC | Pass | null
377951342 | Existing | VCB14 | VACUUM | 11 kV | 630 | TNB | DISTRIBUTION |  | ITEM | 3AH5 104-2 | PINES BAZAAR JL TUN SAMBANTHAN | 310104859 | WKLC/PPU/G00040/NB14 | 14 | CLOSED | PPU BANK KERJASAMA RAKYAT | KUALA LUMPUR PUSAT | ITEM | INST | YTBC | Pass | null
418523742 | Existing |  | VACUUM | 11 kV | 0 | TNB | DISTRIBUTION | [6 empty] | 31242 | OPEN | RUMAH KELAB JALAN DAGANG B/2 TAMAN DAGAN | KUALA LUMPUR PUSAT |  |  |  | Pass | null
378157379 | Existing | 3L5 | VACUUM | 33 kV | 1 | TNB | DISTRIBUTION |  | TOSHIBA | VY-30M25D | 3L5 - HOTEL ISTANA | 300043898 | WKLC/PMU/G00003/MB3L5 | 3L5 | CLOSED | PMU GALLOWAY 132/33KV | KUALA LUMPUR PUSAT | TOSHIBA | INST |  | Pass | null
417999444 | Existing | 1P5 | VACUUM | 33 kV | 1 | TNB | DISTRIBUTION |  |  |  | PPU KSAS | 311759020 | WKLC/PPU/G00048/MB2 | 1P5 | OPEN | PPU BANDAR BARU AMPANG D-WKL-S04-9079 | KUALA LUMPUR PUSAT | ITEM | INST | YTBC | Pass | null
417999508 | Existing | 3P5 | VACUUM | 33 kV | 1 | TNB | DISTRIBUTION |  |  |  | SPARE | 311759019 | WKLC/PPU/G00048/MB1 | 3P5 | OPEN | PPU BANDAR BARU AMPANG D-WKL-S04-9079 | KUALA LUMPUR PUSAT | ITEM | INST | YTBC | Pass | null
411739681 | Existing |  | VACUUM | 11 kV | 0 | TNB | DISTRIBUTION | [6 empty] | 51934 | CLOSED | SSU PANDAN MAS 2B | KUALA LUMPUR PUSAT |  |  |  | Pass | null
54986380 | Existing | VCB1 | VACUUM | 33 kV | 630 | TNB | DISTRIBUTION |  | ITEM | 8BK88 K01 | SPARE | 300454811 | WKLC/PPU/G00041/NB1 | 1-K01 | CLOSED | PPU SG PURUN | KUALA LUMPUR PUSAT | ITEM | INST |  | Pass | null
411348527 | Existing | 20851 | VACUUM | 11 kV | 630 | TNB | DISTRIBUTION |  |  | UNIVAC 12 | NO NAME | 300245106 | WKLC/PCE/J00960/MB20851 | 20851 | CLOSED | HOTEL IMPIANA JLN CHENG LOCK | KUALA LUMPUR PUSAT | UNIVAC | INST |  | Pass | null
416870528 | Existing | 14034 | VACUUM | 11 kV | 630 | TNB | DISTRIBUTION |  |  | VFT 12 | PANGSAPURI TIARA DUTA BLK A | 300061873 | WKLC/PCE/J00124/MB14034 | 14034 | CLOSED | ONE AMPANG AVENUE NO.4 | KUALA LUMPUR PUSAT | EPE | INST |  | Pass | null
417144935 | Existing | 6519 | VACUUM | 11 kV | 630 | TNB | DISTRIBUTION |  |  | 3AH5 104-2 | SPARE | 300064290 | WKLC/PCE/J00570/MB6519 | 6519 | CLOSED | KUDA LARI KONDO | KUALA LUMPUR PUSAT | ITEM | INST |  | Pass | null
417145792 | Existing | 39995 | VACUUM | 11 kV | 630 | TNB | DISTRIBUTION |  |  | 12A20 | SINGAPORE CHANCERY | 300268749 | WKLC/PCE/J01456/MB39995 | 39995 | CLOSED | AVARE KONDO LRG KUDA | KUALA LUMPUR PUSAT | EPE | INST |  | Pass | null
417093723 | Existing | 7328 | VACUUM | 11 kV | 630 | TNB | DISTRIBUTION |  |  | VBH-124-40 | MENARA IMC | 300063904 | WKLC/PCE/J00498/MB7328 | 7328 | CLOSED | TONG AH | KUALA LUMPUR PUSAT | AICHI | INST |  | Pass | null
417571343 | Existing | 29831 | VACUUM | 11 kV | 630 | TNB | DISTRIBUTION |  |  | HICLAD 12A20 | CHERAS BARU NO 4 | 300066142 | WKLC/PCE/J00889/MB29831 | 29831 | CLOSED | NO.2 BKT PERMAI UTAMA | KUALA LUMPUR PUSAT | EPE | INST |  | Pass | null
417046476 | Existing |  | VACUUM | 33 kV | 0 | TNB | DISTRIBUTION | [6 empty] | 2HO | CLOSED |  | KUALA LUMPUR PUSAT |  |  |  | Pass | null
419081799 | Existing | 16894 | VACUUM | 11 kV | 630 | TNB | DISTRIBUTION |  |  | VFT12 | PENGGUNA | 300062396 | WKLC/PCE/J00221/MB16894 | 16894 | CLOSED | WISMA IDRIS ( KFC ) | KUALA LUMPUR PUSAT | EPE | INST |  | Pass | null
418107054 | Existing | 7178 | VACUUM | 11 kV | 630 | TNB | DISTRIBUTION |  |  | VBH-124-40 | TMN TAR NO 2 | 300065458 | WKLC/PCE/J00778/MB7178 | 7178 | CLOSED | TAMAN TAR NO.4 | KUALA LUMPUR PUSAT | AICHI | INST |  | Pass | null
411721638 | Existing | 35609 | VACUUM | 11 kV | 630 | TNB | DISTRIBUTION |  |  | K 10J25H | 11KV CONSUMER | 311297320 | WKLC/PCE/J01046/MB35609 | 35609 | CLOSED | SSU MID VALLEY APARTMENT NO 1 | KUALA LUMPUR PUSAT | TAMCO | INST | YTBC | Pass | null
412254906 | Existing | 48174 | VACUUM | 11 kV | 630 | TNB | DISTRIBUTION |  |  | VFT-12 | LOOPING | 311297254 | WKLC/PCE/J01634/MB48174 | 48174 | CLOSED | PE THE HORIZON JLN TUN RAZAK | KUALA LUMPUR PUSAT | EPE | INST | YTBC | Pass | null
417017084 | Existing | 8062 | VACUUM | 11 kV | 630 | TNB | DISTRIBUTION |  |  | VK10J20H | TX2 | 300063531 | WKLC/PCE/J00429/MB8062 | 8062 | CLOSED | TAMAN MAWAR | KUALA LUMPUR PUSAT | TAMCO | INST |  | Pass | null
418447092 | Existing | 39080 | VACUUM | 11 kV | 630 | TNB | DISTRIBUTION |  |  | VK 10J20H | BUKIT SRI CEYLON LRG CEYLON | 300286722 | WKLC/PCE/J01539/MB39080 | 39080 | OPEN | SSU BLOK B ONE RESIDENCY JALAN NAGASARI | KUALA LUMPUR PUSAT | TAMCO | INST |  | Pass | null
411730448 | Existing | 20508 | VACUUM | 11 kV | 630 | TNB | DISTRIBUTION |  |  | 3AH5 103-2 | TX 1 | 300064849 | WKLC/PCE/J00663/MB20508 | 20508 | CLOSED | TAMAN CAHAYA APARTMENT NO.1 | KUALA LUMPUR PUSAT | ITEM | INST |  | Pass | null
417076473 | Existing | 12786 | VACUUM | 11 kV | 630 | TNB | DISTRIBUTION |  |  | N/A | PERSIMPANGAN BERTINGKAT JLN TU | 10000583 | WKLC/PCE/J00576/MB12786 | 12786 | CLOSED | TELEKOM LORONG KUDA | KUALA LUMPUR PUSAT | TAMCO | INST |  | Pass | null
417695886 | Existing | 29541 | VACUUM | 11 kV | 630 | TNB | DISTRIBUTION |  |  | UNIVAC 12 | TX | 300245128 | WKLC/PCE/J01110/MB29541 | 29541 | CLOSED | LIM THIAN SOO JLN SARAWAK/PUDU | KUALA LUMPUR PUSAT | UNIVAC | INST |  | Pass | null
417999749 | Existing |  | VACUUM | 11 kV | 0 | TNB | DISTRIBUTION | [6 empty] | 31 | CLOSED | PPU BANDAR BARU AMPANG D-WKL-S04-9079 | KUALA LUMPUR PUSAT |  |  |  | Pass | null
412266984 | Existing |  | VACUUM | 11 kV | 630 | TNB | DISTRIBUTION |  |  | VK10J20H |  | 300537544 | WKLC/PCE/J00792/MB4 | 21325 | OPEN | SUNSHINE HOTEL | KUALA LUMPUR PUSAT | TAMCO | INST | YTBC | Pass | null
377962300 | Existing | 2S5 | VACUUM | 33 kV | 1 | TNB | DISTRIBUTION |  | TAMCO | GV 30M 25 | 4S5 - SPARE | 310201637 | WKLC/SSU/G00015/MB2 | 2B5 | CLOSED | SSU ELEMENT | KUALA LUMPUR PUSAT |  | INST | YTBC | Pass | null
378160224 | Existing | VCB1 | VACUUM | 11 kV | 630 | TNB | DISTRIBUTION |  | EPE | VFT-12 | VCB1-P/E TELEKOM TMN PUTRA | 310104917 | WKLC/PPU/G00043/NB11 | 11 | CLOSED | PPU BANGUNAN MAS BARU | KUALA LUMPUR PUSAT |  |  |  | Pass | null
415556972 | Existing | 41316 | VACUUM | 11 kV | 630 | TNB | DISTRIBUTION |  |  | VFT 12 | PENGGUNA 11KV | 300284789 | WKLC/PCE/J01507/MB41316 | 41316 | CLOSED | PE SWISS GARDEN RESIDENCY | KUALA LUMPUR PUSAT | EPE | INST |  | Pass | null
417454809 | Existing | 5110 | VACUUM | 11 kV | 400 | TNB | DISTRIBUTION |  |  | R4/1 MK7 | KABLE POT ENDED | 311302170 | WKLC/PCE/J01141/MB5110 | 5110 | CLOSED | P.U. KAMPUNG TASIK | KUALA LUMPUR PUSAT | BRUSH SWITCHGEAR | INST | YTBC | Pass | null
377303368 | Existing | VCB14 | VACUUM | 11 kV | 630 | TNB | DISTRIBUTION |  | TAMCO | VK 10J 20D | BILIK SUIS 11KV USER 1 FEED 1 | 300044869 | WKLC/PPU/G00030/NB14 | 14 | CLOSED | PPU UNION SQUARE | KUALA LUMPUR PUSAT | TAMCO | INST |  | Pass | null
377301053 | Existing | 1SO | VACUUM | 33 kV | 2 | TNB | DISTRIBUTION |  | TAMCO | GV 30P 25D | BUS SECTION | 300293496 | WKLC/SSU/G00010/MB1S0 | 1S0 | CLOSED | SSU KENANGA WHOLESALE (DARATAN ASLI) | KUALA LUMPUR PUSAT |  | INST |  | Pass | null
417145561 | Existing | 40175 | VACUUM | 11 kV | 630 | TNB | DISTRIBUTION |  |  | HV-12 | PENGGUNA 11KV | 300266260 | WKLC/PCE/J01430/MB40175 | 40175 | CLOSED | OVAL EAST | KUALA LUMPUR PUSAT | TOPRANK | INST |  | Pass | null
419159128 | Existing | 11571 | VACUUM | 11 kV | 630 | TNB | DISTRIBUTION |  |  | VK10J20H | PANDAN INDAH ABRA NO 5 | 300066335 | WKLC/PCE/J00920/MB11571 | 11571 | CLOSED | PANDAN INDAH ABRA NO 4 | KUALA LUMPUR PUSAT | TAMCO | INST |  | Pass | null
377362092 | Existing | VCB7 | VACUUM | 11 kV | 630 | TNB | DISTRIBUTION |  | TAMCO | VK 10J 20D | 11KV NO 1 WISMA KEWALRAM | 300044358 | WKLC/PPU/G00011/NB7 | 7 | CLOSED | PPU KEWALRAM | KUALA LUMPUR PUSAT | TAMCO | INST |  | Pass | null
419279428 | Existing | 45158 | VACUUM | 11 kV | 800 | TNB | DISTRIBUTION |  |  | HV 12 | TX | 311279603 | WKLC/PCE/J00787/MB45158 | 45158 | CLOSED | WISMA SPK JLN PINANG | KUALA LUMPUR PUSAT | TOPRANK | INST | YTBC | Pass | null
377398836 | Existing | VCB13 | VACUUM | 11 kV | 630 | TNB | DISTRIBUTION |  | TAMCO | VK 10J 20D | PE UNITED SAGAWA | 300044512 | WKLC/PPU/G00017/NB13 | 13 | CLOSED | PPU MIHARJA | KUALA LUMPUR PUSAT | TAMCO | INST |  | Pass | null
412307249 | Existing | 44359 | VACUUM | 11 kV | 800 | TNB | DISTRIBUTION |  |  | HV12 | TRANSFORMER 3 | 300453375 | WKLC/PCE/J01625/MB44359 | 44359 | CLOSED | VERTICAS NO.1 JLN CEYLON BLOCK A | KUALA LUMPUR PUSAT | TOPRANK | INST |  | Pass | null
417020434 | Existing | 15340 | VACUUM | 11 kV | 630 | TNB | DISTRIBUTION |  |  | VK10J20H | TX | 300062453 | WKLC/PCE/J00232/MB15340 | 15340 | CLOSED | LRT PANDAN INDAH | KUALA LUMPUR PUSAT | TAMCO | INST |  | Pass | null
415693690 | Existing | 8418 | VACUUM | 11 kV | 630 | TNB | DISTRIBUTION |  |  | VFT12 | JAYA JUSCO | 300066165 | WKLC/PCE/J00892/MB8418 | 8418 | CLOSED | TAMAN MALURI NO.3A | KUALA LUMPUR PUSAT | EPE | INST |  | Pass | null
418227788 | Existing | 51503 | VACUUM | 11 kV | 630 | TNB | DISTRIBUTION |  |  | HV-12 | PPU AVENUE K CB14 | 311279610 | WKLC/PCE/J01865/MB51503 | 51503 | CLOSED | SSU IBIS HOTEL | KUALA LUMPUR PUSAT | TOSHIBA | INST | YTBC | Pass | null
417506487 | Existing | 36218 | VACUUM | 11 kV | 800 | TNB | DISTRIBUTION |  |  | HV-12 | TX 1 | 311297325 | WKLC/PCE/J01425/MB36218 | 36218 | CLOSED | TESCO KG. PANDAN | KUALA LUMPUR PUSAT | TOPRANK | INST | YTBC | Pass | null
412744309 | Existing | 49327 | VACUUM | 11 kV | 630 | TNB | DISTRIBUTION |  |  | 3AH5104-2 | PENGGUNA 11KV | 311406558 | WKLC/PCE/J01722/MB49327 | 49327 | CLOSED | SSU DESA GREEN TMN DESA | KUALA LUMPUR SELATAN | SIEMENS | INST | YTBC | Fail | Please check "Operational Area"
417505630 | Existing | 50631 | VACUUM | 11 kV | 630 | TNB | DISTRIBUTION |  |  | VK10J20H | 11KV CONSUMER L/LORD | 311297192 | WKLC/PCE/J01790/MB50631 | 50631 | CLOSED | SSU PANDAN MAS JLN D'LAPAN | KUALA LUMPUR PUSAT | TAMCO | INST | YTBC | Pass | null
417480107 | Existing | 28211 | VACUUM | 11 kV | 630 | TNB | DISTRIBUTION |  |  | VK10J20H | RESTORAN & KELAB REKREASI JLN | 300064114 | WKLC/PCE/J00537/MB28211 | 28211 | CLOSED | PERSATUAN SOKA GAKKAI MALAYSIA BKT BINTA | KUALA LUMPUR PUSAT | TAMCO | INST |  | Pass | null
418649067 | Existing | 11108 | VACUUM | 11 kV | 630 | TNB | DISTRIBUTION |  |  | VFT-12 | TX | 300064283 | WKLC/PCE/J00569/MB11108 | 11108 | CLOSED | MENARA PINANG | KUALA LUMPUR PUSAT | EPE | INST |  | Pass | null
416758774 | Existing | 515 | VACUUM | 11 kV | 630 | TNB | DISTRIBUTION |  |  | V-10F-20 | TX1 | 300061348 | WKLC/PCE/J00029/MB515 | 515 | CLOSED | RRI | KUALA LUMPUR PUSAT | HITACHI | INST |  | Pass | null
377695020 | Existing | 6L5 | VACUUM | 33 kV | 1 | TNB | DISTRIBUTION |  | EPE | VJ-32 | PPU NARAJAYA(3P5) | 300043926 | WKLC/PMU/G00005/MB6L5 | 6 | CLOSED | PMU KLCC 132/33/11KV | KUALA LUMPUR PUSAT | EPE | INST |  | Pass | null
415092657 | Existing | 46474 | VACUUM | 11 kV | 630 | TNB | DISTRIBUTION |  |  | 12A20 | PENGGUNA 11KV TWR 1 INC. NO.1 | 300450889 | WKLC/PCE/J01621/MB46474 | 46474 | CLOSED | SSU BANK RAKYAT JLN TRAVERS | KUALA LUMPUR PUSAT | EPE | INST |  | Pass | null
415092593 | Existing | 49492 | VACUUM | 11 kV | 630 | TNB | DISTRIBUTION |  |  | VK 10J20H | MSB PENGGUNA 11KV TENANT | 311279650 | WKLC/PCE/J01742/MB49492 | 49492 | CLOSED | PE ALILA JLN ANG SENG | KUALA LUMPUR PUSAT | TAMCO | INST | YTBC | Pass | null
377362590 | Existing | VCB11 | VACUUM | 11 kV | 630 | TNB | DISTRIBUTION |  | TAMCO | VK 10J 20D | BEVERLY TOWER JLN PINANG 37364 | 300044344 | WKLC/PPU/G00011/NB11 | 11 | CLOSED | PPU KEWALRAM | KUALA LUMPUR PUSAT | TAMCO | INST |  | Pass | null
377363447 | Existing | VCB12 | VACUUM | 11 kV | 630 | TNB | DISTRIBUTION |  | TAMCO | VK-10J20DT | PDT SMTRA MRT JLN TUN H.S LEE | 300044288 | WKLC/PPU/G00009/NB12 | 12 | CLOSED | PPU JALAN RODGER | KUALA LUMPUR PUSAT | TAMCO | INST |  | Pass | null
412249944 | Existing | 34766 | VACUUM | 11 kV | 630 | TNB | DISTRIBUTION |  |  | VFT 12 | FAIRLANE BINTANG RESIDENTIAL | 311279549 | WKLC/PCE/J00437/MB34766 | 34766 | CLOSED | JLN WALTER GRENEUR BKT BINTANG | KUALA LUMPUR PUSAT | EPE | INST | YTBC | Pass | null
63372217 | Existing | VCB6 | VACUUM | 11 kV | 630 | TNB | DISTRIBUTION |  | TOSHIBA | VK-10J25D | CITY GARDEN | 300043890 | WKLC/PMU/G00002/NB6 | 6 | CLOSED | PMU BUKIT MAHKAMAH 132/33/11KV | KUALA LUMPUR PUSAT | TOSHIBA | INST |  | Pass | null
403370250 | Existing | 15218 | VACUUM | 11 kV | 630 | TNB | DISTRIBUTION |  |  | VK10J20H | TX 1 | 300065674 | WKLC/PCE/J00817/MB15218 | 15218 | CLOSED | P/PURI ATHENAEUM | KUALA LUMPUR TIMUR | TAMCO | INST |  | Fail | Please check "Operational Area"
416681182 | Existing | 14496 | VACUUM | 11 kV | 630 | TNB | DISTRIBUTION |  |  | UNIVAC 12 | LOT 138 | 300061666 | WKLC/PCE/J00089/MB14496 | 14496 | CLOSED | BSN NO.2 | KUALA LUMPUR PUSAT | UNIVAC | INST |  | Pass | null
418892609 | Existing | 18367 | VACUUM | 11 kV | 630 | TNB | DISTRIBUTION |  |  | VMH12 | PPU PHILEO | 300061282 | WKLC/PCE/J00017/MB18367 | 18367 | CLOSED | PHILEO PROMENADE OFFICE TOWER | KUALA LUMPUR PUSAT | LKH | INST |  | Pass | null
377374636 | Existing | VCB6 | VACUUM | 11 kV | 630 | TNB | DISTRIBUTION |  | ITEM | 8BK88 K06 | THE GARDEN NO 2 | 300286493 | WKLC/PPU/G00036/NB6 | 6 | CLOSED | PPU MID VALLEY | KUALA LUMPUR PUSAT | ITEM | INST |  | Pass | null
412349249 | Existing | 48889 | VACUUM | 11 kV | 630 | TNB | DISTRIBUTION |  |  | VK 10J20H | LOOPING | 300537190 | WKLC/PCE/J01718/MB3 | 48889 | CLOSED | SSU IKANO JLN COCHRANE | KUALA LUMPUR PUSAT | TAMCO | INST | YTBC | Pass | null
419231886 | Existing | 29127 | VACUUM | 11 kV | 630 | TNB | DISTRIBUTION |  |  | UNIVAC 12/20 | ESCAFE | 300063939 | WKLC/PCE/J00504/MB29127 | 29127 | OPEN | SALOMA BISTRO | KUALA LUMPUR PUSAT | UNIVAC | INST |  | Pass | null
377520395 | Existing |  | VACUUM |  | 0 | TNB | DISTRIBUTION | [6 empty] | 13 | CLOSED | PPU GREAT EASTERN | KUALA LUMPUR PUSAT |  |  |  | Fail | Please check "Operating Voltage"
416389966 | Existing | 8732 | VACUUM | 11 kV | 630 | TNB | DISTRIBUTION |  |  | VFT12 | PENGGUNA | 300064227 | WKLC/PCE/J00556/MB8732 | 8732 | CLOSED | LEMBAGA URUSAN TABUNG HAJI | KUALA LUMPUR PUSAT | EPE | INST |  | Pass | null
418377377 | Existing |  | VACUUM | 11 kV | 0 | TNB | DISTRIBUTION | [6 empty] | 21102 | CLOSED | MENARA BOUSTEAD | KUALA LUMPUR PUSAT |  |  |  | Pass | null
411709157 | Existing | 17265 | VACUUM | 11 kV | 630 | TNB | DISTRIBUTION |  |  | VK10J20H | 11KV CONSUMER(RETAIL SURIA) | 300061729 | WKLC/PCE/J00100/MB17265 | 17265 | CLOSED | SSU KLCC A | KUALA LUMPUR PUSAT | TAMCO | INST |  | Pass | null
417480637 | Existing | 50300 | VACUUM | 11 kV | 630 | TNB | DISTRIBUTION |  |  | 8BK-88 | SSU MENARA TECHNIP | 311297250 | WKLC/PCE/J01779/MB50300 | 50300 | CLOSED | SSU TRIBECA JLN IMBI | KUALA LUMPUR PUSAT | ITEM | INST | YTBC | Pass | null
417480701 | Existing | 47617 | VACUUM | 11 kV | 630 | TNB | DISTRIBUTION |  |  | VFT12 | PENGGUNA 11KV NO1 | 300537299 | WKLC/PCE/J01435/MB4 | 47617 | CLOSED | MENARA TECHNIP JLN INAI | KUALA LUMPUR PUSAT | EPE | INST | YTBC | Pass | null
377522490 | Existing | 4P5 | VACUUM | 33 kV | 1 | TNB | DISTRIBUTION |  | TAMCO | N/A | 4P5-SPARE | 300044076 | WKLC/PPU/G00002/MB4P5 | 4P5 | OPEN | PPU BSKL | KUALA LUMPUR PUSAT |  | INST |  | Pass | null
377523283 | Existing |  | VACUUM | 33 kV | 0 | TNB | DISTRIBUTION | [6 empty] | 1HO | CLOSED | PMU KL PAVILLION 132/33KV | KUALA LUMPUR PUSAT |  |  |  | Pass | null
377980004 | Existing | 1S5 | VACUUM | 33 kV | 1 | TNB | DISTRIBUTION |  | TAMCO | GV 30M 25 | 1S5 - CONSUMER NO.1 | 310470449 | WKLC/SSU/G00021/MB3 | 1S5 | CLOSED | SSU M CITY JLN AMPANG | KUALA LUMPUR PUSAT |  | INST | YTBC | Pass | null
377588946 | Existing | VCB15 | VACUUM |  | 630 | TNB | DISTRIBUTION |  | TAMCO | VK 10J 25D | SPARE | 300316671 | WKLC/PPU/G00021/NB15 | 15 | CLOSED | PPU PHILEO | KUALA LUMPUR PUSAT | TAMCO | INST |  | Fail | Please check "Operating Voltage"
416801440 | Existing | 6007 | VACUUM | 11 kV | 630 | TNB | DISTRIBUTION |  |  | VMH12 | TX | 300061787 | WKLC/PCE/J00109/MB6007 | 6007 | CLOSED | TAMAN RESMI JAYA NO.1 | KUALA LUMPUR PUSAT | LKH | INST |  | Pass | null
417969638 | Existing | 13826 | VACUUM | 11 kV | 630 | TNB | DISTRIBUTION |  |  | VHIH | TX | 300061565 | WKLC/PCE/J00069/MB13826 | 13826 | CLOSED | MID POINT COMPLEX PLAZA PANDAN INDAH | KUALA LUMPUR PUSAT | TAMCO | INST |  | Pass | null
417939325 | Existing | 35327 | VACUUM | 11 kV | 630 | TNB | DISTRIBUTION |  |  | VK10J25H | TX | 300245865 | WKLC/PCE/J01357/MB35327 | 35327 | CLOSED | TMN DAGANG PERMAI NO.1 | KUALA LUMPUR PUSAT | TAMCO | INST |  | Pass | null
417441471 | Existing | 3286 | VACUUM | 11 kV | 630 | TNB | DISTRIBUTION |  |  | 12A20 | TRANSFORMER | 300244971 | WKLC/PCE/J01048/MB3286 | 3286 | CLOSED | BALAI POLIS JLN BANDAR | KUALA LUMPUR PUSAT | EPE | INST |  | Pass | null
418026552 | Existing | 51288 | VACUUM | 11 kV | 800 | TNB | DISTRIBUTION |  |  | HV-12 | P/E MAK YEE RESTORAN | 311279595 | WKLC/PCE/J01810/MB51288 | 51288 | CLOSED | MENARA KHUAN CHOO RAJA CHULAN | KUALA LUMPUR PUSAT | TOSHIBA | INST | YTBC | Pass | null
418115557 | Existing | 44263 | VACUUM | 11 kV | 630 | TNB | DISTRIBUTION |  |  | 8BK-88E A1 | PPU PHILEO PROMANADE | 300244928 | WKLC/PCE/J01199/MB44263 | 44263 | OPEN | SSU INTERMARK JALAN TUN RAZAK | KUALA LUMPUR PUSAT | ITEM | INST |  | Pass | null
420842316 | Existing | 1453 | VACUUM | 11 kV | 630 | TNB | DISTRIBUTION |  |  | VK 10J20H | BKT. ROBSON CONDO (A) | 300244793 | WKLC/PCE/J01262/MB14653 | 14653 | CLOSED | BKT ROBSON KONDO B | KUALA LUMPUR PUSAT | TAMCO | INST |  | Pass | null
377375230 | Existing | VCB4 | VACUUM | 11 kV | 630 | TNB | DISTRIBUTION |  | EPE | VFT-12 | SSU HOSPITAL AMPANG A | 300285803 | WKLC/PPU/G00032/NB4 | 4 | CLOSED | PPU HOSPITAL AMPANG | KUALA LUMPUR PUSAT | EPE | INST |  | Pass | null
377376720 | Existing | 1P5 | VACUUM | 33 kV | 1 | TNB | DISTRIBUTION |  | EPE | BGA 36 | 1P5-SPARE | 300286591 | WKLC/PPU/G00034/MB1P5 | 1P5 | OPEN | PPU ROYAL CENDANA | KUALA LUMPUR PUSAT | EPE | INST |  | Pass | null
377962562 | Existing |  | VACUUM | 33 kV | 0 | TNB | DISTRIBUTION | [5 empty] | WKLC/SSU/G00019/MB4 | 2S5 | CLOSED | SSU IB TOWER | KUALA LUMPUR PUSAT |  |  |  | Pass | null
411739648 | Existing |  | VACUUM | 11 kV | 0 | TNB | DISTRIBUTION | [6 empty] | 51926 | CLOSED | SSU PANDAN MAS 2A | KUALA LUMPUR PUSAT |  |  |  | Pass | null
411739680 | Existing |  | VACUUM | 11 kV | 0 | TNB | DISTRIBUTION | [6 empty] | 51932 | CLOSED | SSU PANDAN MAS 2B | KUALA LUMPUR PUSAT |  |  |  | Pass | null
54986379 | Existing | VCB31 |  | 33 kV | 2 | TNB | DISTRIBUTION |  | ITEM | 8BK88 KT01 | 30 MVA TX 1 | 300454818 | WKLC/PPU/G00041/NB31 | 31-KT01 | CLOSED | PPU SG PURUN | KUALA LUMPUR PUSAT | ITEM | INST |  | Fail | Please check "InsulationType"
377591832 | Existing | VCB6 | VACUUM | 11 kV | 630 | TNB | DISTRIBUTION |  | TAMCO | VK 10J 20D | VCB 6 - WATER FRONT AMPANG NO | 300044776 | WKLC/PPU/G00026/NB6 | 6 | CLOSED | PPU TAMAN KOSAS | KUALA LUMPUR PUSAT | TAMCO | INST |  | Pass | null
416377030 | Existing | 44528 | VACUUM | 11 kV | 630 | TNB | DISTRIBUTION |  |  | 8BK-88E | PENGGUNA 11KV NO.2 | 300387054 | WKLC/PCE/J01613/MB44528 | 44528 | CLOSED | BINJAI 8 LRG BINJAI | KUALA LUMPUR PUSAT | ITEM | INST |  | Pass | null
419597350 | Existing |  | VACUUM | 11 kV | 0 | TNB | DISTRIBUTION |  |  | 8BK-88E A1 |  | 311560847 | WKLC/PCE/J01898/MB1 | 52514 | CLOSED | PE MENARA M101 JALAN BABA | KUALA LUMPUR PUSAT | ITEM INDUSTRIAL ENGINEERING | INST | YTBC | Pass | null
416033048 | Existing | 49280 | VACUUM | 11 kV | 630 | TNB | DISTRIBUTION |  |  | VK 10J20H | OWNER PENGGUNA 11KV | 300537161 | WKLC/PCE/J01738/MB4 | 49280 | CLOSED | RESIDENSI SULTAN ISMAIL | KUALA LUMPUR PUSAT | TAMCO | INST | YTBC | Pass | null
417570044 | Existing | 40935 | VACUUM | 11 kV | 630 | TNB | DISTRIBUTION |  |  | 3AH5103-1 | TAMAN MAWAR | 300273852 | WKLC/PCE/J01476/MB40935 | 40935 | CLOSED | RUMAH KEDAI JALAN MAWAR 17 TMN MESTIK | KUALA LUMPUR PUSAT | ITEM | INST |  | Pass | null
418458956 | Existing | 49758 | VACUUM | 11 kV | 630 | TNB | DISTRIBUTION |  |  | VK10J20H | 11KV CONSUMER | 311297307 | WKLC/PCE/J01740/MB49758 | 49758 | CLOSED | SSU SUNWAY VELOCITY MALL 2 | KUALA LUMPUR PUSAT | TAMCO | INST | YTBC | Pass | null
412284265 | Existing | 14271 | VACUUM | 11 kV | 630 | TNB | DISTRIBUTION |  |  | VK10J20H | PPU BSKL CB3 | 300062330 | WKLC/PCE/J00208/MB14271 | 14271 | CLOSED | DAIRY MAID ( PLAZA RAJA CHULAN ) | KUALA LUMPUR PUSAT | TAMCO | INST |  | Pass | null
377398465 | Existing | VCB8 | VACUUM | 33 kV | 630 | TNB | DISTRIBUTION |  | TAMCO | VK 10J 20D | P/E MIHARJA NO 1 | 300044525 | WKLC/PPU/G00017/NB8 | 8 | CLOSED | PPU MIHARJA | KUALA LUMPUR PUSAT | TAMCO | INST |  | Pass | null
407544035 | Existing | 1S5 | VACUUM | 33 kV | 1 | TNB | DISTRIBUTION |  |  |  | CONSUMER 1 | 311025560 | WKLT/SSU/G00012/MB2 | 3S5 | CLOSED | SSU RISDA | KUALA LUMPUR BARAT | EPE | INST | YTBC | Fail | Please check "Operational Area"
407543939 | Existing | 1S5 | VACUUM | 33 kV | 1 | TNB | DISTRIBUTION |  |  |  | CONSUMER 1 | 311031674 | WKLC/SSU/G00032/MB2 | 3S5 | CLOSED | SSU EQUATORIAL | KUALA LUMPUR PUSAT | TSG | INST | YTBC | Pass | null
416802033 | Existing | 17953 | VACUUM |  | 630 | TNB | DISTRIBUTION |  |  | VMH12 | PPU TAMAN KOSAS | 300061785 | WKLC/PCE/J00109/MB17953 | 17953 | CLOSED | TAMAN RESMI JAYA NO.1 | KUALA LUMPUR PUSAT | LKH | INST |  | Fail | Please check "Operating Voltage"
417971594 | Existing |  | VACUUM | 11 kV | 0 | TNB | DISTRIBUTION |  |  | 8BK-88SE A1 | PE PANDAN INDAH NO.7 | 300066338 | WKLC/PCE/J00921/MB10490 | 10490 | OPEN | PANDAN INDAH NO 6 | KUALA LUMPUR PUSAT | EPE | INST |  | Pass | null
378148145 | Existing | VCB3 | VACUUM | 11 kV | 630 | TNB | DISTRIBUTION |  | EPE | VFT-12D | PENGGUNA SG WANG PLAZA | 300286373 | WKLC/PMU/G00004/NB3 | 3 | CLOSED | PMU JALAN IMBI 132/33/11KV | KUALA LUMPUR PUSAT |  | INST |  | Pass | null
378149002 | Existing | 2L5 | VACUUM | 33 kV | 1 | TNB | DISTRIBUTION |  | TAMCO | VY 30M25D | PPU TELEKOM BRICKFIELD (3P5) | 300043852 | WKLC/PMU/G00001/MB2L5 | 2L5 | CLOSED | PMU BRICKFIELD 132/33KV | KUALA LUMPUR PUSAT | TAMCO | INST |  | Pass | null
377962491 | Existing |  | VACUUM | 33 kV | 0 | TNB | DISTRIBUTION | [5 empty] | WKLC/SSU/G00019/MB3 | 1S5 | CLOSED | SSU IB TOWER | KUALA LUMPUR PUSAT |  |  |  | Pass | null
398664690 | Existing | 16104 | VACUUM | 11 kV | 630 | TNB | DISTRIBUTION |  |  | VK10J20H | TX 2 | 300062034 | WKLC/PCE/J00153/MB16104 | 16104 | CLOSED | PANGSAPURI DBKL JLN. JELATEK | KUALA LUMPUR TIMUR | TAMCO | INST |  | Fail | Please check "Operational Area"
398664530 | Existing | 5345 | VACUUM | 11 kV | 630 | TNB | DISTRIBUTION |  |  | VK10J20H | TX | 300064352 | WKLC/PCE/J00580/MB5345 | 5345 | CLOSED | WISMA RISDA | KUALA LUMPUR TIMUR | TAMCO | INST |  | Fail | Please check "Operational Area"
378157243 | Existing | 4L5 | VACUUM | 33 kV | 1 | TNB | DISTRIBUTION |  | TOSHIBA | VY-30M25D | 4L5 - SG.ESI | 300043899 | WKLC/PMU/G00003/MB4L5 | 4L5 | CLOSED | PMU GALLOWAY 132/33KV | KUALA LUMPUR PUSAT | TOSHIBA | INST |  | Pass | null
417454808 | Existing | 5112 | VACUUM | 11 kV | 400 | TNB | DISTRIBUTION |  |  | R4/1 MK8 | R/P MESRA RIA JLN IKAN EMAS | 300245386 | WKLC/PCE/J01141/MB5112 | 5112 | CLOSED | P.U. KAMPUNG TASIK | KUALA LUMPUR PUSAT | BRUSH SWITCHGEAR | INST |  | Pass | null
415809782 | Existing | 42815 | VACUUM | 11 kV | 630 | TNB | DISTRIBUTION |  |  | VK 10J20H | TX2 | 300291238 | WKLC/PCE/J01558/MB42815 | 42815 | CLOSED | KONDO EMBASSYVIEW NO.2 JLN AMPANG | KUALA LUMPUR PUSAT | TAMCO | INST |  | Pass | null
377303367 | Existing | VCB2 | VACUUM | 11 kV | 630 | TNB | DISTRIBUTION |  | TAMCO | VK 10J 20D | CENDANA APT JLN SULTAN ISMAIL | 300044871 | WKLC/PPU/G00030/NB2 | 2 | CLOSED | PPU UNION SQUARE | KUALA LUMPUR PUSAT | TAMCO | INST |  | Pass | null
417535825 | Existing | 16660 | VACUUM | 11 kV | 630 | TNB | DISTRIBUTION |  |  | VFT12 | TX1 | 300061794 | WKLC/PCE/J00110/MB16660 | 16660 | CLOSED | P/PURI EMERALD BKT INDAH | KUALA LUMPUR PUSAT | EPE | INST |  | Pass | null
416560984 | Existing | 20441 | VACUUM | 11 kV | 630 | TNB | DISTRIBUTION |  |  | VK10J20H | PPU MBF PALZA | 300062242 | WKLC/PCE/J00196/MB20441 | 20441 | CLOSED | PHILEO AVENUE NO .1 | KUALA LUMPUR PUSAT | TAMCO | INST |  | Pass | null
417145592 | Existing | 40179 | VACUUM | 11 kV | 630 | TNB | DISTRIBUTION |  |  | HV-12 | AVARE KONDO JALAN KUDA | 311297235 | WKLC/PCE/J01431/MB40179 | 40179 | CLOSED | OVAL WEST | KUALA LUMPUR PUSAT | TOPRANK | INST | YTBC | Pass | null
419743102 | Existing | 10867 | VACUUM | 11 kV | 630 | TNB | DISTRIBUTION |  |  | VK10J25H | KELAB DARUL EHSAN | 300065165 | WKLC/PCE/J00721/MB10867 | 10867 | CLOSED | TAMAN TAR NO.8 | KUALA LUMPUR PUSAT | TAMCO | INST |  | Pass | null
377590839 | Existing | VCB10 | VACUUM | 11 kV | 630 | TNB | DISTRIBUTION |  | TAMCO | VK 10J 20D | TMN DATO AHMAD RAZALI NO 1 | 300044732 | WKLC/PPU/G00025/NB10 | 10 | CLOSED | PPU TAMAN DATOK AHMAD RAZALI | KUALA LUMPUR PUSAT | TAMCO | INST |  | Pass | null
377556811 | Existing | VCB12 | VACUUM | 11 kV | 630 | TNB | DISTRIBUTION |  | TAMCO | VK 10J 20D | P/PURI BLOK A P'SIAR PANDAN 1 | 300044596 | WKLC/PPU/G00020/NB12 | 12 | CLOSED | PPU PANDAN JAYA | KUALA LUMPUR PUSAT | TAMCO | INST |  | Pass | null
377556747 | Existing | VCB11 | VACUUM | 11 kV | 630 | TNB | DISTRIBUTION |  | TAMCO | VK 10J 20D | TAMAN MALURI NO.4 | 300044595 | WKLC/PPU/G00020/NB11 | 11 | CLOSED | PPU PANDAN JAYA | KUALA LUMPUR PUSAT | TAMCO | INST |  | Pass | null
412305758 | Existing | 18750 | VACUUM | 11 kV | 630 | TNB | DISTRIBUTION |  |  | VMH12 | 11KV PENGGUNA | 300061620 | WKLC/PCE/J00081/MB18750 | 18750 | CLOSED | BANGUNAN KLSE EXCHANGE SQUARE | KUALA LUMPUR PUSAT | LKH HSS | INST |  | Pass | null
377395581 | Existing | VCB5 | VACUUM | 11 kV | 630 | TNB | DISTRIBUTION |  | TAMCO | VK 10J 25D | SPARE | 300044413 | WKLC/PPU/G00013/NB5 | 5 | CLOSED | PPU KLCC | KUALA LUMPUR PUSAT |  | INST |  | Pass | null
377398721 | Existing | VCB30 | VACUUM | 11 kV | 2 | TNB | DISTRIBUTION |  | TAMCO | VK 10P 25DT | BUS SECTION | 300044517 | WKLC/PPU/G00017/NB30 | 30 | CLOSED | PPU MIHARJA | KUALA LUMPUR PUSAT | TAMCO | INST |  | Pass | null
377980061 | Existing | 3S5 | VACUUM | 33 kV | 1 | TNB | DISTRIBUTION |  | TAMCO | GV 30M 25 | 3S5 - PPU APSC (3P5) | 310470448 | WKLC/SSU/G00021/MB2 | 3S5 | CLOSED | SSU M CITY JLN AMPANG | KUALA LUMPUR PUSAT |  | INST | YTBC | Pass | null
416827235 | Existing | 31089 | VACUUM | 11 kV | 630 | TNB | DISTRIBUTION |  |  | UNIVAC 12 | BUKIT PERMAI NO 3 | 300245132 | WKLC/PCE/J01177/MB31089 | 31089 | CLOSED | PE P'PURI KOS RENDAH 5TGKT | KUALA LUMPUR PUSAT | UNIVAC | INST |  | Pass | null
415131662 | Existing | 50433 | VACUUM | 11 kV | 630 | TNB | DISTRIBUTION |  |  | VK10J20H | PENGGUMA L/LORD | 311302185 | WKLC/PCE/J01781/MB50433 | 50433 | CLOSED | SSU Robertson Residence No. 1 | KUALA LUMPUR PUSAT | TAMCO | INST | YTBC | Pass | null
418227186 | Existing | 18378 | VACUUM | 11 kV | 630 | TNB | DISTRIBUTION |  |  | VMH12 | TX2 1000KVA | 311279533 | WKLC/PCE/J00177/MB18378 | 18378 | CLOSED | MEGAN PHILEO PROMENADE BLK E | KUALA LUMPUR PUSAT | LKH HSS | INST | YTBC | Pass | null
412744372 | Existing | 51539 | VACUUM | 11 kV | 630 | TNB | DISTRIBUTION |  |  | VK10J20H | PENGGUNA 11KV | 311406566 | WKLC/PCE/J01801/MB51539 | 51539 | CLOSED | SSU DESA BUSINESS SUITES | KUALA LUMPUR SELATAN | TAMCO | INST | YTBC | Fail | Please check "Operational Area"
417480707 | Existing | SPARE | VACUUM | 11 kV | 630 | TNB | DISTRIBUTION |  |  | VFT12 | SPARE | 300537303 | WKLC/PCE/J01435/MB6 | 49863 | OPEN | MENARA TECHNIP JLN INAI | KUALA LUMPUR PUSAT | EPE | INST | YTBC | Pass | null
411997228 | Existing | 47451 | VACUUM | 11 kV | 630 | TNB | DISTRIBUTION |  |  | 12A20 | TX 2 | 311297349 | WKLC/PCE/J01657/MB47501 | 47501 | CLOSED | VELOCITY JALAN PEEL NO.4 | KUALA LUMPUR PUSAT | EPE | INST | YTBC | Pass | null
411997989 | Existing | 50784 | VACUUM | 11 kV | 630 | TNB | DISTRIBUTION |  |  | VK10J20H | SPARE | 311297355 | WKLC/PCE/J01802/MB50784 | 50784 | OPEN | PE SUNWAY VELOCITY FASA 3D | KUALA LUMPUR PUSAT | TAMCO | INST | YTBC | Pass | null
377695083 | Existing | VCB9 | VACUUM | 11 kV | 630 | TNB | DISTRIBUTION |  | EPE | VFT-12D | PADAT CITY WALK | 300043945 | WKLC/PMU/G00005/NB9 | 9 | CLOSED | PMU KLCC 132/33/11KV | KUALA LUMPUR PUSAT | EPE | INST |  | Pass | null
416758773 | Existing | 512 | VACUUM | 11 kV | 630 | TNB | DISTRIBUTION |  |  | V-10F-20 | CHEK TAN CONDO | 300061345 | WKLC/PCE/J00029/MB512 | 512 | CLOSED | RRI | KUALA LUMPUR PUSAT | HITACHI | INST |  | Pass | null
378316499 | Existing |  | VACUUM | 11 kV | 0 | TNB | DISTRIBUTION | [6 empty] | 50626 | CLOSED |  | KUALA LUMPUR PUSAT |  |  |  | Pass | null
413117387 | Existing |  | VACUUM | 11 kV | 0 | TNB | DISTRIBUTION |  |  |  |  | 311490263 | WKLC/PCE/J01885/MB5 | 52644 | CLOSED | SSU RESIDENCI LOT 118 | KUALA LUMPUR PUSAT | TAMCO | INST | YTBC | Pass | null
417634995 | Existing | 17712 | VACUUM | 11 kV | 630 | TNB | DISTRIBUTION |  |  | VMH12 | TRANSFORMER 1 | 300244614 | WKLC/PCE/J01089/MB17712 | 17712 | CLOSED | HOTEL MANDARIN COURT | KUALA LUMPUR PUSAT | LKH | INST |  | Pass | null
417441605 | Existing | 164 | VACUUM | 11 kV | 630 | TNB | DISTRIBUTION |  |  | VK 10J25H | KG ATTAP FLAT | 300244762 | WKLC/PCE/J01015/MB164 | 164 | CLOSED | KOPERASI POLIS | KUALA LUMPUR PUSAT | TAMCO | INST |  | Pass | null
418025452 | Existing | 14081 | VACUUM | 11 kV | 630 | TNB | DISTRIBUTION |  |  | VK 10J20H | NO38 BEDARA JLN BEDARA | 300062677 | WKLC/PCE/J00275/MB14081 | 14081 | CLOSED | MENARA GENESIS | KUALA LUMPUR PUSAT | TAMCO | INST |  | Pass | null
416548069 | Existing | 11378 | VACUUM | 11 kV | 630 | TNB | DISTRIBUTION |  |  | VK10J20H | ONE AMPANG AVENUE NO 1 | 300064372 | WKLC/PCE/J00583/MB11378 | 11378 | CLOSED | ONE AMPANG AVENUE NO.2 | KUALA LUMPUR PUSAT | TAMCO | INST |  | Pass | null
412349248 | Existing | 48891 | VACUUM | 11 kV | 630 | TNB | DISTRIBUTION |  |  | VK 10J20H | LOOPING | 300537194 | WKLC/PCE/J01718/MB5 | 48891 | CLOSED | SSU IKANO JLN COCHRANE | KUALA LUMPUR PUSAT | TAMCO | INST | YTBC | Pass | null
416867713 | Existing | 33662 | VACUUM | 11 kV | 630 | TNB | DISTRIBUTION |  |  | 8BK-88 A3 | APT 17 TKT BT. 2 1/2 CHERAS | 300245208 | WKLC/PCE/J01157/MB33662 | 33662 | CLOSED | NO.2 P/PURI BT 2 1/2 CHERAS | KUALA LUMPUR PUSAT | ITEM | INST |  | Pass | null
417811480 | Existing | 31507 | VACUUM | 11 kV | 630 | TNB | DISTRIBUTION |  |  | VK10J25H | TRANSFORMER 2 | 300244675 | WKLC/PCE/J01122/MB31507 | 31507 | CLOSED | NO.1 PPRT JLN LAPANGAN TERBANG LAMA SG B | KUALA LUMPUR PUSAT | TAMCO | INST |  | Pass | null
411318002 | Existing | 916 | VACUUM | 11 kV | 400 | TNB | DISTRIBUTION |  |  | BVP3 | TX | 300062988 | WKLC/PCE/J00339/MB916 | 916 | CLOSED | JLN HICK | KUALA LUMPUR PUSAT | FERGUSON PAILIN | INST |  | Pass | null
418824050 | Existing | 17506 | VACUUM | 11 kV | 800 | TNB | DISTRIBUTION |  |  | HV 12 | PENGGUNA 11 KV | 300062040 | WKLC/PCE/J00154/MB17506 | 17506 | CLOSED | TASIK AMPANG COMMERCIAL COMPLEX | KUALA LUMPUR PUSAT | TOSHIBA | INST |  | Pass | null
377395555 | Existing | VCB8 | VACUUM | 33 kV | 630 | TNB | DISTRIBUTION |  | TAMCO | VK 10J 25D | P/E HOTEL MANDARIN(19733) | 300044416 | WKLC/PPU/G00013/NB8 | 8 | CLOSED | PPU KLCC | KUALA LUMPUR PUSAT |  | INST |  | Pass | null
411997726 | Existing | 45678 | VACUUM | 11 kV | 630 | TNB | DISTRIBUTION |  |  | VK10J20H | PDT SEMENTARA SUNWAY CITY-SPER | 311297352 | WKLC/PCE/J00326/MB45678 | 45678 | CLOSED | JLN PEEL | KUALA LUMPUR PUSAT | TAMCO | INST | YTBC | Pass | null
377589578 | Existing | 3P5 | VACUUM | 33 kV | 630 | TNB | DISTRIBUTION |  |  | 30FSG-25A | 3P5 - KG LANJUT 1 | 300044648 | WKLC/PPU/G00022/MB3P5 | 3P5 | CLOSED | PPU PNB/LUTH | KUALA LUMPUR PUSAT | MITSUBISHI | INST |  | Pass | null
417016360 | Existing |  | VACUUM | 11 kV | 0 | TNB | DISTRIBUTION |  |  |  |  | 300066124 | WKLC/PCE/J00886/MB14933 | 14933 | CLOSED | PARAGON POINT TAMAN PUTRA | KUALA LUMPUR PUSAT |  |  |  | Pass | null
418446432 | Existing | 9338 | VACUUM | 11 kV | 630 | TNB | DISTRIBUTION |  |  | VK 10J25H | TX2 | 300063637 | WKLC/PCE/J00447/MB9338 | 9338 | CLOSED | SOLOMON COURT | KUALA LUMPUR PUSAT | TAMCO | INST |  | Pass | null
416994636 | Existing | 11469 | VACUUM | 11 kV | 630 | TNB | DISTRIBUTION |  |  | VFT12 | P/U HBU | 10000575 | WKLC/PCE/J00494/MB11469 | 11469 | CLOSED | MENARA PAN GLOBAL | KUALA LUMPUR PUSAT | EPE | INST |  | Pass | null
418270424 | Existing | 50323 | VACUUM | 11 kV | 630 | TNB | DISTRIBUTION |  |  | 3AH5 104-2 | PPU RODGER CB 13 | 311279616 | WKLC/PCE/J01789/MB50323 | 50323 | CLOSED | SSU JALAN RODGER | KUALA LUMPUR PUSAT | ITEM | INST | YTBC | Pass | null
418523740 | Existing | 31940 | VACUUM | 11 kV | 630 | TNB | DISTRIBUTION |  |  | A1 | P'PURI JLN DAGANG 4 TMN DAGANG | 300245253 | WKLC/PCE/J01125/MB31940 | 31940 | OPEN | RUMAH KELAB JALAN DAGANG B/2 TAMAN DAGAN | KUALA LUMPUR PUSAT | ABB | INST |  | Pass | null
412701144 | Existing | 15111 | VACUUM | 11 kV | 630 | TNB | DISTRIBUTION |  |  | 4/800/20-SI | PMU DANAU DESA | 300245027 | WKLC/PCE/J00171/MB15111 | 15111 | CLOSED | RUMAH PANGSA JALAN TAMAN SEPUTEH SATU | KUALA LUMPUR SELATAN | GEC | INST |  | Fail | Please check "Operational Area"
378157313 | Existing | 1SO | VACUUM | 33 kV | 2 | TNB | DISTRIBUTION |  | TOSHIBA | VY-30P25D | BUS SECTION | 300043895 | WKLC/PMU/G00003/MB1SO | 1SO | CLOSED | PMU GALLOWAY 132/33KV | KUALA LUMPUR PUSAT | TOSHIBA | INST |  | Pass | null
417999538 | Existing |  | VACUUM | 33 kV | 0 | TNB | DISTRIBUTION | [6 empty] | 1 | CLOSED | PPU BANDAR BARU AMPANG D-WKL-S04-9079 | KUALA LUMPUR PUSAT |  |  |  | Pass | null
417999506 | Existing |  | VACUUM | 11 kV | 0 | TNB | DISTRIBUTION | [6 empty] | 13 | OPEN | PPU BANDAR BARU AMPANG D-WKL-S04-9079 | KUALA LUMPUR PUSAT |  |  |  | Pass | null
377377288 | Existing | VCB1 | VACUUM | 11 kV | 630 | TNB | DISTRIBUTION |  | EPE | VFT12D | SPARE | 10001362 | WKLC/PPU/G00038/NB1 | 1 | CLOSED | PPU F & N | KUALA LUMPUR PUSAT |  |  |  | Pass | null
419120202 | Existing | 19750 | VACUUM | 11 kV | 630 | TNB | DISTRIBUTION |  |  | 8BK-88 B1 | TX2 | 300062267 | WKLC/PCE/J00199/MB19750 | 19750 | CLOSED | LEMBAH MAJU APARTMENT NO.2 JLN MAJU 2/1 | KUALA LUMPUR PUSAT | ITEM | INST |  | Pass | null
419450829 | Existing | 7638 | VACUUM | 11 kV | 630 | TNB | DISTRIBUTION |  |  | VMH12 | PPU KELWARAM CB 8 | 300063892 | WKLC/PCE/J00495/MB7638 | 7638 | CLOSED | SELANGOR DREDGING JLN AMPANG | KUALA LUMPUR PUSAT | LKH | INST |  | Pass | null
417278045 | Existing | 31319 | VACUUM | 11 kV | 630 | TNB | DISTRIBUTION |  |  | VK10J25H | SSU HOSPITAL AMPANG B | 300244701 | WKLC/PCE/J01179/MB31319 | 31319 | OPEN | SSU HOSPITAL AMPANG A | KUALA LUMPUR PUSAT | TAMCO | INST |  | Pass | null
377523207 | Existing | VCB9 | VACUUM | 11 kV | 630 | TNB | DISTRIBUTION |  | TAMCO | VK-10J20D | BLOK B P.PURI JLN MEMANDA | 300044065 | WKLC/PPU/G00001/NB9 | 9 | CLOSED | PPU AMPANG SPECIALIST CENTRE | KUALA LUMPUR PUSAT | TAMCO | INST |  | Pass | null
411708733 | Existing | 19993 | VACUUM | 11 kV | 630 | TNB | DISTRIBUTION |  |  | VK 10J20H | MKLC | 10001031 | WKLC/PCE/J00225/MB28954 | 28954 | CLOSED | WISMA UOA NO.2 | KUALA LUMPUR PUSAT | TAMCO | INST |  | Pass | null
417961734 | Existing | 47455 | VACUUM | 11 kV | 630 | TNB | DISTRIBUTION |  |  | VK10J20H | P/E TMN SRI INTAN PANGSAPURI | 311297294 | WKLC/PCE/J01329/MB47455 | 47455 | CLOSED | PANGSAPURI LOT IDS RINGAN | KUALA LUMPUR PUSAT | TAMCO | INST | YTBC | Pass | null
418458923 | Existing | 49750 | VACUUM | 11 kV | 630 | TNB | DISTRIBUTION |  |  | VK10J20H | LOOPING | 311297299 | WKLC/PCE/J01739/MB49750 | 49750 | CLOSED | SSU SUNWAY VELOCITY MALL 1 | KUALA LUMPUR PUSAT | TAMCO | INST | YTBC | Pass | null
418458955 | Existing | 49756 | VACUUM | 11 kV | 630 | TNB | DISTRIBUTION |  |  | VK10J20H | LOOPING | 311297305 | WKLC/PCE/J01740/MB49756 | 49756 | CLOSED | SSU SUNWAY VELOCITY MALL 2 | KUALA LUMPUR PUSAT | TAMCO | INST | YTBC | Pass | null
417046282 | Proposed |  | VACUUM | 11 kV | 0 | TNB | DISTRIBUTION | [7 empty] | CLOSED |  | KUALA LUMPUR PUSAT |  |  |  | Fail | Please check "Status"
377397639 | Existing | VCB31 | VACUUM | 11 kV | 2 | TNB | DISTRIBUTION |  | TAMCO | VK 10P 25D | 30 MVA TX 1 | 300044489 | WKLC/PPU/G00016/NB31 | 31 | CLOSED | PPU MBF PLAZA | KUALA LUMPUR PUSAT | TAMCO | INST |  | Pass | null
419081797 | Existing | 16896 | VACUUM | 11 kV | 630 | TNB | DISTRIBUTION |  |  | VFT12 | PUSAT HIBURAN LORONG PERAK | 300062398 | WKLC/PCE/J00221/MB16896 | 16896 | OPEN | WISMA IDRIS ( KFC ) | KUALA LUMPUR PUSAT | EPE | INST |  | Pass | null
411721636 | Existing | 35608 | VACUUM | 11 kV | 630 | TNB | DISTRIBUTION |  |  | K 10J25H | SSU MID ALLEYAPARTMENT NO 2 | 311297319 | WKLC/PCE/J01046/MB35608 | 35608 | OPEN | SSU MID VALLEY APARTMENT NO 1 | KUALA LUMPUR PUSAT | TAMCO | INST | YTBC | Pass | null
417969374 | Existing | 11111 | VACUUM | 11 kV | 630 | TNB | DISTRIBUTION |  |  | VK10J20H | GRANDEUR TOWER BLOK A | 300061932 | WKLC/PCE/J00138/MB11111 | 11111 | CLOSED | PANDAN INDAH NO.8 | KUALA LUMPUR PUSAT | TAMCO | INST |  | Pass | null
378148304 | Existing | 10L5 | VACUUM | 33 kV | 1 | TNB | DISTRIBUTION |  | EPE | VJ-32DBB | PPU LOW YATT | 300043904 | WKLC/PMU/G00004/MB10L5 | 10L5 | CLOSED | PMU JALAN IMBI 132/33/11KV | KUALA LUMPUR PUSAT |  | INST |  | Pass | null
412229221 | Existing | 28308 | VACUUM | 11 kV | 630 | TNB | DISTRIBUTION |  |  | N/A | TRANSFORMER 1 - DICECT TO CONS | 300245081 | WKLC/PCE/J01077/MB28308 | 28308 | CLOSED | P/PURI JLN TMN SEPUTEH OFF JLN SYED PUTR | KUALA LUMPUR PUSAT | GEC | INST |  | Pass | null
420005842 | Existing | 42727 | VACUUM | 11 kV | 630 | TNB | DISTRIBUTION |  |  | 3AH5 104-2 | PE SHAHZAN COURT | 311297362 | WKLC/PCE/J01798/MB46061 | 46061 | CLOSED | PLAZA TOL BESRAYA PUDU ULU | KUALA LUMPUR PUSAT | ITEM | INST | YTBC | Pass | null
416385035 | Existing | 19191 | VACUUM | 11 kV | 630 | TNB | DISTRIBUTION |  |  | 3AH5 104-2 | PMU AMPANG | 300064667 | WKLC/PCE/J00633/MB19191 | 19191 | CLOSED | MENARA PERKESO | KUALA LUMPUR PUSAT | ITEM | INST |  | Pass | null
416385860 | Existing | 423 | VACUUM | 11 kV | 630 | TNB | DISTRIBUTION |  |  | N/A | NEW ZEALAND HICOM | 10000969 | WKLC/PCE/J00612/MB423 | 423 | CLOSED | LOWER AMPANG NO.1 | KUALA LUMPUR PUSAT | TAMCO | INST |  | Pass | null
418761349 | Existing | 4346 | VACUUM | 11 kV | 630 | TNB | DISTRIBUTION |  |  | VK 10J20H | BBMB HQ | 300063979 | WKLC/PCE/J00510/MB4346 | 4346 | CLOSED | BGN DATO ZAINAL | KUALA LUMPUR PUSAT | TAMCO | INST |  | Pass | null
398664689 | Existing | 16105 | VACUUM | 11 kV | 630 | TNB | DISTRIBUTION |  |  | VK10J20H | P/E SURIA JELATEK JLN JELATEK | 300062035 | WKLC/PCE/J00153/MB16105 | 16105 | CLOSED | PANGSAPURI DBKL JLN. JELATEK | KUALA LUMPUR TIMUR | TAMCO | INST |  | Fail | Please check "Operational Area"
419450831 | Existing | 18745 | VACUUM | 11 kV | 630 | TNB | DISTRIBUTION |  |  | VMH12 | SPARE | 300063889 | WKLC/PCE/J00495/MB18745 | 18745 | OPEN | SELANGOR DREDGING JLN AMPANG | KUALA LUMPUR PUSAT | LKH | INST |  | Pass | null
377521022 | Existing | VCB31 | VACUUM | 11 kV | 2 | TNB | DISTRIBUTION |  | ABB | VD4E1206P20 | VCB31 - 30MVA TX1 | 300044117 | WKLC/PPU/G00003/NB31 | 31 | CLOSED | PPU BUKIT BINTANG | KUALA LUMPUR PUSAT | ABB | INST |  | Pass | null
409120502 | Existing |  | VACUUM | 11 kV | 0 | TNB | DISTRIBUTION | [6 empty] | 3 | OPEN | PPU SUNCITY D-PZW-S14-9157 | KUALA LUMPUR PUSAT |  |  |  | Pass | null
411738815 | Existing | 46242 | VACUUM | 11 kV | 630 | TNB | DISTRIBUTION |  |  | 12A20 | PE KG PANDAN JAYA | 300449515 | WKLC/PCE/J01616/MB46242 | 46242 | CLOSED | STESEN SUIS TNBT KG.PANDAN | KUALA LUMPUR PUSAT | EPE | INST |  | Pass | null
377673392 | Existing | 1WO | VACUUM | 33 kV | 2 | TNB | DISTRIBUTION |  | TAMCO | VY30P25D | BUS COUPLER | 300043981 | WKLC/PMU/G00007/MB1WO | 1WO | CLOSED | PMU PANDAN MAJU 132/33/11KV | KUALA LUMPUR PUSAT | TAMCO | INST |  | Pass | null
377301051 | Existing | 2S5 | VACUUM | 33 kV | 1 | TNB | DISTRIBUTION |  | TAMCO | GV 30M 25D | 2S5 - CONSUMER 2 | 300293491 | WKLC/SSU/G00010/MB2S5 | 2S5 | OPEN | SSU KENANGA WHOLESALE (DARATAN ASLI) | KUALA LUMPUR PUSAT | TAMCO | INST |  | Pass | null
377301812 | Existing | 2S5 | VACUUM | 33 kV | 1 | TNB | DISTRIBUTION |  |  | BGA 36 | CONSUMER NO.2 | 300286973 | WKLC/SSU/G00006/MB2S5 | 2S5 | CLOSED | SSU PRINCE COURT MEDICAL CENTRE | KUALA LUMPUR PUSAT | RANHILL | INST |  | Pass | null
417145559 | Existing | 40174 | VACUUM | 11 kV | 630 | TNB | DISTRIBUTION |  |  | HV-12 | PADAT LRG KUDA | 300266259 | WKLC/PCE/J01430/MB40174 | 40174 | CLOSED | OVAL EAST | KUALA LUMPUR PUSAT | TOPRANK | INST |  | Pass | null
377692269 | Existing | 20L5 | VACUUM | 33 kV | 1 | TNB | DISTRIBUTION |  | TAMCO | VY30M25D | SPARE | 300286624 | WKLC/PMU/G00007/MB20L5 | 20 | OPEN | PMU PANDAN MAJU 132/33/11KV | KUALA LUMPUR PUSAT | TAMCO | INST |  | Pass | null
417571871 | Existing |  | VACUUM | 11 kV | 0 | TNB | DISTRIBUTION | [6 empty] | 22075 | CLOSED | JLN 6/8 TMN KOMERSIAL PANDAN INDAH | KUALA LUMPUR PUSAT |  |  |  | Pass | null
415929889 | Existing | 18240 | VACUUM | 11 kV | 630 | TNB | DISTRIBUTION |  |  | HV-12 | PMU KLCC | 300061498 | WKLC/PCE/J00059/MB18240 | 18240 | CLOSED | AMPANG TOWER | KUALA LUMPUR PUSAT | TOSHIBA | INST |  | Pass | null
377398930 | Existing | VCB12 | VACUUM | 11 kV | 630 | TNB | DISTRIBUTION |  | TAMCO | VK 10J 20D | P/E TMN MALURI NO.13 | 300044511 | WKLC/PPU/G00017/NB12 | 12 | CLOSED | PPU MIHARJA | KUALA LUMPUR PUSAT | TAMCO | INST |  | Pass | null
418382846 | Existing | 20125 | VACUUM | 11 kV | 630 | TNB | DISTRIBUTION |  |  | N/A | TX | 300065222 | WKLC/PCE/J00731/MB20125 | 20125 | CLOSED | LOJI KUMBAHAN TMN DAGANG | KUALA LUMPUR PUSAT | GEC | INST |  | Pass | null
411305233 | Existing | 13088 | VACUUM | 11 kV | 630 | TNB | DISTRIBUTION |  |  | 3AH5 103-1 | BKT MAHKAMAH | 300245151 | WKLC/PCE/J01000/MB13092 | 13092 | CLOSED | ORIENTAL BANK HQ | KUALA LUMPUR PUSAT | ITEM | INST |  | Pass | null
417020432 | Existing | 47390 | VACUUM | 11 kV | 0 | TNB | DISTRIBUTION |  |  | VK10J20H | P/E TMN CEMPAKA NO 1 | 311297195 | WKLC/PCE/J00232/MB47390 | 47390 | OPEN | LRT PANDAN INDAH | KUALA LUMPUR PUSAT | TAMCO | INST | YTBC | Pass | null
377799086 | Existing | VCB31 | VACUUM | 11 kV | 2 | TNB | DISTRIBUTION |  | TAMCO | VK10P25H | 30MVA TX1 | 300044324 | WKLC/PPU/G00010/NB31 | 31 | CLOSED | PPU JALAN SG BESI | KUALA LUMPUR PUSAT | TAMCO | INST |  | Pass | null
416690349 | Existing | 19026 | VACUUM | 11 kV | 630 | TNB | DISTRIBUTION |  |  | VMH12 | PPU TAMAN MIHARJA CB10 | 300244660 | WKLC/PCE/J01242/MB19026 | 19026 | CLOSED | BLK PEJABAT TMN MIHARJA | KUALA LUMPUR PUSAT | LKH | INST |  | Pass | null
418227185 | Existing | 18379 | VACUUM | 11 kV | 630 | TNB | DISTRIBUTION |  |  | VMH12 | MEGAN PHILEO APT TOWER | 300062136 | WKLC/PCE/J00177/MB18379 | 18379 | CLOSED | MEGAN PHILEO PROMENADE BLK E | KUALA LUMPUR PUSAT | LKH HSS | INST |  | Pass | null
418227025 | Existing | 18380 | VACUUM | 11 kV | 630 | TNB | DISTRIBUTION |  |  | VMH12 | MEGAN PHILEO PROMENDE BLOK E | 300062112 | WKLC/PCE/J00172/MB18380 | 18380 | CLOSED | MENARA PHILEO APARTMENT TOWER | KUALA LUMPUR PUSAT | LKH HSS | INST |  | Pass | null
417506517 | Existing | 36223 | VACUUM | 11 kV | 800 | TNB | DISTRIBUTION |  |  | HV-12 | 11KV CONSUMER | 311297330 | WKLC/PCE/J01425/MB36223 | 36223 | CLOSED | TESCO KG. PANDAN | KUALA LUMPUR PUSAT | TOPRANK | INST | YTBC | Pass | null
418761118 | Existing | 1318 | VACUUM | 11 kV | 400 | TNB | DISTRIBUTION |  |  | BVP3 | PENGGUNA | 300063972 | WKLC/PCE/J00509/MB1318 | 1318 | CLOSED | STANDARD CHARTERED BANK JLN LEBOH AMPANG | KUALA LUMPUR PUSAT | AEI | DLFL INAC INST |  | Pass | null
417896782 | Existing | 16761 | VACUUM | 11 kV | 630 | TNB | DISTRIBUTION |  |  | VFT-12 | TX 1 | 10001036 | WKLC/PCE/J00216/MB16761 | 16761 | CLOSED | PERINDUSTRIAN RINGAN PANDAN MEWAH NO.2 | KUALA LUMPUR PUSAT | EPE | INST |  | Pass | null
417652340 | Existing | 2999 | VACUUM | 11 kV | 630 | TNB | DISTRIBUTION |  |  | VFT12 | TX 2 | 10000982 | WKLC/PCE/J00012/MB2999 | 29999 | CLOSED | PE SHANGHAI CITY JALAN | KUALA LUMPUR PUSAT | EPE | INST |  | Pass | null
418648937 | Existing | 12549 | VACUUM | 11 kV | 630 | TNB | DISTRIBUTION |  |  | VK 10J20H | PPU KL TOWN | 300062090 | WKLC/PCE/J00164/MB12549 | 12549 | CLOSED | WISMA DENMARK | KUALA LUMPUR PUSAT | TAMCO | INST |  | Pass | null
412327502 | Existing | 36423 | VACUUM | 11 kV | 800 | TNB | DISTRIBUTION |  |  | HV12 | TX2 | 300284263 | WKLC/PCE/J01490/MB36423 | 36423 | CLOSED | UNITED ENGINEERS NO.2 | KUALA LUMPUR PUSAT | TOPRANK | INST |  | Pass | null
417626024 | Existing | 11252 | VACUUM | 11 kV | 630 | TNB | DISTRIBUTION |  |  | VK10J20H | PPU SHAMELIN PERKASA | 300066147 | WKLC/PCE/J00890/MB11252 | 11252 | OPEN | TAMAN MALURI NO.4 | KUALA LUMPUR PUSAT | TAMCO | INST |  | Pass | null
416759469 | Existing | 45857 | VACUUM | 11 kV | 630 | TNB | DISTRIBUTION |  |  | 8BK-88E A1 | P/E RESIDENSI M AMPANG | 311279574 | WKLC/PCE/J01684/MB45857 | 45857 | CLOSED | SASTRA U-THANT LORONG AMPANG 2 | KUALA LUMPUR PUSAT | ITEM | INST | YTBC | Pass | null
415092687 | Existing | 46468 | VACUUM | 11 kV | 630 | TNB | DISTRIBUTION |  |  | 12A20 | PPU BANK RAKYAT CB2 | 300450881 | WKLC/PCE/J01621/MB46468 | 46468 | OPEN | SSU BANK RAKYAT JLN TRAVERS | KUALA LUMPUR PUSAT | EPE | INST |  | Pass | null
416801417 | Existing | 7652 | VACUUM | 11 kV | 630 | TNB | DISTRIBUTION |  |  | VMH12 | PKNS AMPANG JAYA | 300061788 | WKLC/PCE/J00109/MB7652 | 7652 | OPEN | TAMAN RESMI JAYA NO.1 | KUALA LUMPUR PUSAT | LKH | INST |  | Pass | null
377363285 | Existing | VCB3 | VACUUM | 11 kV | 630 | TNB | DISTRIBUTION |  | TAMCO | VK-10J20DT | BANGKOK BANK | 300044293 | WKLC/PPU/G00009/NB3 | 3 | CLOSED | PPU JALAN RODGER | KUALA LUMPUR PUSAT | TAMCO | INST |  | Pass | null
378316498 | Existing |  | VACUUM | 11 kV | 0 | TNB | DISTRIBUTION | [6 empty] | 50904 | CLOSED |  | KUALA LUMPUR PUSAT |  |  |  | Pass | null
378316466 | Existing |  | VACUUM | 33 kV | 0 | TNB | DISTRIBUTION | [6 empty] | 50630 | CLOSED |  | KUALA LUMPUR PUSAT |  |  |  | Pass | null
416183294 | Existing | 2411 | VACUUM | 11 kV | 630 | TNB | DISTRIBUTION |  |  | BVP.17 | YEE SENG TOWER | 300064084 | WKLC/PCE/J00532/MB2411 | 2411 | OPEN | TELEKOM HQ | KUALA LUMPUR PUSAT | ASS. ELECTRICAL INDUSTRIES LTD | INST |  | Pass | null
419279291 | Existing | 13326 | VACUUM | 11 kV | 630 | TNB | DISTRIBUTION |  |  | VFT-12 | HONG LEONG HQ | 300063909 | WKLC/PCE/J00499/MB13326 | 13326 | CLOSED | PUSAT HIBURAN JALAN PINANG | KUALA LUMPUR PUSAT | EPE | INST |  | Pass | null
419231884 | Existing | 29126 | VACUUM | 11 kV | 630 | TNB | DISTRIBUTION |  |  | UNIVAC 12/20 | BSN NO 1 | 300063938 | WKLC/PCE/J00504/MB29126 | 29126 | CLOSED | SALOMA BISTRO | KUALA LUMPUR PUSAT | UNIVAC | INST |  | Pass | null
417021851 | Existing | 8894 | VACUUM | 11 kV | 630 | TNB | DISTRIBUTION |  |  | VK10J20H | TX1 | 300063144 | WKLC/PCE/J00363/MB8894 | 8894 | CLOSED | PANDAN JAYA NO.8 | KUALA LUMPUR PUSAT | TAMCO | INST |  | Pass | null
417862058 | Existing | 9102 | VACUUM | 11 kV | 630 | TNB | DISTRIBUTION |  |  | VFT12 | 202 DC CONDO | 10000960 | WKLC/PCE/J00620/MB9102 | 9102 | OPEN | BRITISH HIGH COMMISSION | KUALA LUMPUR PUSAT | EPE | INST |  | Pass | null
417862883 | Existing | 42654 | VACUUM | 11 kV | 630 | TNB | DISTRIBUTION |  |  | VK10J20H | BUS SECTION | 300293327 | WKLC/PCE/J01568/MB42654 | 42654 | OPEN | SSU MENARA HSC JALAN AMPANG | KUALA LUMPUR PUSAT | TAMCO | INST |  | Pass | null
419532959 | Existing | 20934 | VACUUM | 11 kV | 630 | TNB | DISTRIBUTION |  |  | 3AH5 103-2 | TX | 300244992 | WKLC/PCE/J00067/MB20934 | 20934 | CLOSED | KOMPLEK RICHMORE JLN PASAR BAHARU | KUALA LUMPUR PUSAT | ITEM | INST |  | Pass | null
377962732 | Existing | 5S5 | VACUUM | 33 kV | 1 | TNB | DISTRIBUTION |  | ITEM | 8DB 10 | SSU PCMC | 300451570 | WKLC/SSU/G00014/MB5S5 | 5S5 | OPEN | SSU BINJAI | KUALA LUMPUR PUSAT | ITEM | INST |  | Pass | null
412271655 | Existing | 4242 | VACUUM | 11 kV | 630 | TNB | DISTRIBUTION |  |  | VFT-12 | TX 1 | 300063733 | WKLC/PCE/J00464/MB4242 | 4242 | CLOSED | SUN COMPLEX | KUALA LUMPUR PUSAT | EPE | INST |  | Pass | null
417811479 | Existing | 31505 | VACUUM | 11 kV | 630 | TNB | DISTRIBUTION |  |  | VK10J25H | WISMA MAH SING | 300244673 | WKLC/PCE/J01122/MB31505 | 31505 | OPEN | NO.1 PPRT JLN LAPANGAN TERBANG LAMA SG B | KUALA LUMPUR PUSAT | TAMCO | INST |  | Pass | null
418933192 | Existing | 48002 | VACUUM | 11 kV | 630 | TNB | DISTRIBUTION |  |  | 8BK-88E | SPARE | 311297210 | WKLC/PCE/J01645/MB48002 | 48002 | OPEN | SSU TRILLION JLN TUN RAZAK | KUALA LUMPUR PUSAT | ITEM | INST | YTBC | Pass | null
417909294 | Existing | 19246 | VACUUM | 11 kV | 630 | TNB | DISTRIBUTION |  |  | VMH12 | TX 2 | 300061389 | WKLC/PCE/J00040/MB19246 | 19246 | CLOSED | CHANCELLOR KONDO NO.1 TMN KOSAS | KUALA LUMPUR PUSAT | LKH | INST |  | Pass | null
416458259 | Existing | 30935 | VACUUM | 11 kV | 630 | TNB | DISTRIBUTION |  |  | 3AH5 104-2 | PENGGUNA 11KV | 300245123 | WKLC/PCE/J01041/MB30935 | 30935 | CLOSED | STESEN MONORAIL JALAN HANG TUAH | KUALA LUMPUR PUSAT | ITEM | INST |  | Pass | null
415895695 | Existing | 39650 | VACUUM | 11 kV | 630 | TNB | DISTRIBUTION |  |  | 3AH5 103 | BUS SECTION | 311319608 | WKLC/PCE/J01689/MB39650 | 39650 | OPEN | THE BINJAI | KUALA LUMPUR PUSAT | ITEM | INST | YTBC | Pass | null
416019954 | Existing | 38566 | VACUUM | 11 kV | 630 | TNB | DISTRIBUTION |  |  | VK10J20H | PE RESIDENSI SULTAN ISMAIL | 300284071 | WKLC/PCE/J01486/MB38566 | 38566 | OPEN | BEVERLY TOWER JLN PINANG | KUALA LUMPUR PUSAT | TAMCO | INST |  | Pass | null
377950706 | Existing | VCB11 | VACUUM | 11 kV | 630 | TNB | DISTRIBUTION |  | TAMCO | VK 10J25H | PE MENARA HONG LEONG | 310105001 | WKLC/PPU/G00046/NB11 | 11 | CLOSED | PPU GRAND HYATT | KUALA LUMPUR PUSAT | TAMCO | INST | YTBC | Pass | null
377950514 | Existing | 1WO | VACUUM | 33 kV | 2 | TNB | DISTRIBUTION |  | TAMCO | GV 30P 25D | BUS COUPLER | 310104944 | WKLC/PPU/G00046/MB1WO | 1WO | CLOSED | PPU GRAND HYATT | KUALA LUMPUR PUSAT | TAMCO | INST | YTBC | Pass | null
377952036 | Existing | VCB13 | VACUUM | 11 kV | 630 | TNB | DISTRIBUTION |  | ITEM | 8BK88 K13 | SPARE | 300451602 | WKLC/PPU/G00039/NB13 | 13 | OPEN | PPU ST MARY | KUALA LUMPUR PUSAT | ITEM | INST |  | Pass | null
418893265 | Existing | 18389 | VACUUM | 11 kV | 630 | TNB | DISTRIBUTION |  |  | VK10J20H | TX 1 | 300062128 | WKLC/PCE/J00176/MB18389 | 18389 | CLOSED | MEGAN PHILEO PROMENADE BLK D | KUALA LUMPUR PUSAT | TAMCO | INST |  | Pass | null
417441469 | Existing | 3287 | VACUUM | 11 kV | 630 | TNB | DISTRIBUTION |  |  | 12A20 | KOMPLEKS TMN BUDAYA JLN HS LEE | 300244972 | WKLC/PCE/J01048/MB3287 | 3287 | CLOSED | BALAI POLIS JLN BANDAR | KUALA LUMPUR PUSAT | EPE | INST |  | Pass | null
416832632 | Existing | 15874 | VACUUM | 11 kV | 800 | TNB | DISTRIBUTION |  |  | HV-12 | BINTANG GOLD HILL J TUN RAZAK | 300064185 | WKLC/PCE/J00550/MB15874 | 15874 | CLOSED | WISMA INAI | KUALA LUMPUR PUSAT | TOSHIBA | INST |  | Pass | null
411787846 | Existing | 9346 | VACUUM | 11 kV | 630 | TNB | DISTRIBUTION |  |  | VMH12 | PANDAN MAJU NO 4 | 300064493 | WKLC/PCE/J00603/MB9346 | 9346 | CLOSED | PANDAN MAJU NO.5 | Unknown | LKH | INST |  | Fail | Please check "Operational Area"
417308261 | Existing | 13572 | VACUUM | 11 kV | 630 | TNB | DISTRIBUTION |  |  | VFT12 | WISMA SETRON | 300064197 | WKLC/PCE/J00552/MB13572 | 13572 | OPEN | WISMA XYZ | KUALA LUMPUR PUSAT | EPE | INST |  | Pass | null
417999601 | Existing | 1BS | VACUUM | 33 kV | 2 | TNB | DISTRIBUTION |  |  |  | BUS TIE NO.1 | 311759022 | WKLC/PPU/G00048/MB4 | 1BS | CLOSED | PPU BANDAR BARU AMPANG D-WKL-S04-9079 | KUALA LUMPUR PUSAT | ITEM | INST | YTBC | Pass | null
377375132 | Existing | VCB3 | VACUUM | 11 kV | 630 | TNB | DISTRIBUTION |  | EPE | VFT-12 | P/E TMN MUDA NO3 | 300285809 | WKLC/PPU/G00032/NB3 | 3 | CLOSED | PPU HOSPITAL AMPANG | KUALA LUMPUR PUSAT | EPE | INST |  | Pass | null
419120201 | Existing | 19751 | VACUUM | 11 kV | 630 | TNB | DISTRIBUTION |  |  | 8BK-88 A1 | LEMBAH MAJU NO 1 | 300062268 | WKLC/PCE/J00199/MB19751 | 19751 | CLOSED | LEMBAH MAJU APARTMENT NO.2 JLN MAJU 2/1 | KUALA LUMPUR PUSAT | ITEM | INST |  | Pass | null
411721615 | Existing | 35610 | VACUUM | 11 kV | 630 | TNB | DISTRIBUTION |  |  | K 10J25H | PMU MID ALLEY CB 10 | 311297321 | WKLC/PCE/J01046/MB35610 | 35610 | CLOSED | SSU MID VALLEY APARTMENT NO 1 | KUALA LUMPUR PUSAT | TAMCO | INST | YTBC | Pass | null
407544013 | Existing |  | VACUUM |  | 0 | TNB | DISTRIBUTION | [6 empty] | 5S5 | OPEN | SSU EQUATORIAL | KUALA LUMPUR PUSAT |  |  |  | Fail | Please check "Operating Voltage"
412306031 | Existing | 10128 | VACUUM | 11 kV | 630 | TNB | DISTRIBUTION |  |  | VCB | ORENTAL BANK HQ | 300062735 | WKLC/PCE/J00287/MB10128 | 10128 | CLOSED | REGENCY TOWER | KUALA LUMPUR PUSAT | GEC | INST |  | Pass | null
416376965 | Existing | 41271 | VACUUM | 11 kV | 630 | TNB | DISTRIBUTION |  |  | HV-12 | PENGGUNA 11KV NO.1 | 300284602 | WKLC/PCE/J01504/MB41271 | 41271 | CLOSED | G-TOWER LOT 162 SEK63 JLN TUN RAZAK | KUALA LUMPUR PUSAT | TOPRANK | INST |  | Pass | null
416595802 | Existing | 49259 | VACUUM | 11 kV | 630 | TNB | DISTRIBUTION |  |  | N/A | PPU ROYAL CENDANA CB1 | 300537655 | WKLC/PCE/J01726/MB6 | 49259 | CLOSED | SSU BANYAN TREE SIGNATURE JLN CONLAY | KUALA LUMPUR PUSAT | TAMCO | INST | YTBC | Pass | null
412284391 | Existing | 39260 | VACUUM | 11 kV | 630 | TNB | DISTRIBUTION |  |  | VK10J20H | P/E AIK HUA | 311302167 | WKLC/PCE/J01481/MB39260 | 39260 | OPEN | AIK HUA NO.2 | KUALA LUMPUR PUSAT | TAMCO | INST | YTBC | Pass | null
377396020 | Existing | VCB12 | VACUUM | 11 kV | 630 | TNB | DISTRIBUTION |  | TAMCO | VK 10J 25D | P/E MING COURT HOTEL | 300044398 | WKLC/PPU/G00013/NB12 | 12 | CLOSED | PPU KLCC | KUALA LUMPUR PUSAT |  | INST |  | Pass | null
419081924 | Existing | 47138 | VACUUM | 11 kV | 630 | TNB | DISTRIBUTION |  |  | 3AH5104-2 | PENGGUNA 11KV INCOMING NO.1 | 311302158 | WKLC/PCE/J01680/MB47138 | 47138 | CLOSED | MENARA HAP SENG JLN TENGAH | KUALA LUMPUR PUSAT | ITEM | INST | YTBC | Pass | null
377592390 | Existing | VCB1 | VACUUM | 11 kV | 630 | TNB | DISTRIBUTION |  | TAMCO | VK 10J 20D | PKNS TASIK TAMBAHAN | 300044790 | WKLC/PPU/G00027/NB1 | 1 | CLOSED | PPU TASIK TAMBAHAN | KUALA LUMPUR PUSAT | TAMCO | INST |  | Pass | null
417017081 | Existing | 8060 | VACUUM | 11 kV | 630 | TNB | DISTRIBUTION |  |  | VK10J20H | RUMAH PAM TMN MUDA | 300063529 | WKLC/PCE/J00429/MB8060 | 8060 | CLOSED | TAMAN MAWAR | KUALA LUMPUR PUSAT | TAMCO | INST |  | Pass | null
377951933 | Existing | VCB30 | VACUUM | 11 kV | 2 | TNB | DISTRIBUTION |  | ITEM | 8BK88 KS01 | BUS SECTION | 300451607 | WKLC/PPU/G00039/NB30 | 30 | CLOSED | PPU ST MARY | KUALA LUMPUR PUSAT | ITEM | INST |  | Pass | null
377951997 | Existing | 1SO | VACUUM | 33 kV | 2 | TNB | DISTRIBUTION |  | ITEM | N/A | BUS SECTION | 300451589 | WKLC/PPU/G00039/MB1SO | 1SO | CLOSED | PPU ST MARY | KUALA LUMPUR PUSAT | ITEM | INST |  | Pass | null
416802031 | Existing | 6006 | VACUUM | 11 kV | 630 | TNB | DISTRIBUTION |  |  | VMH12 | TAMAN RESMI JAYA NO 02 | 300061786 | WKLC/PCE/J00109/MB6006 | 6006 | CLOSED | TAMAN RESMI JAYA NO.1 | KUALA LUMPUR PUSAT | LKH | INST |  | Pass | null
416385194 | Existing | 10484 | VACUUM | 11 kV | 630 | TNB | DISTRIBUTION |  |  | VK 10J20H | TX | 10000581 | WKLC/PCE/J00616/MB10484 | 10484 | CLOSED | GOLF VIEW ROAD NO 2 | KUALA LUMPUR PUSAT | TAMCO | INST |  | Pass | null
412266949 | Existing | 9312 | VACUUM | 11 kV | 630 | TNB | DISTRIBUTION |  |  | VK 10J20H | YAYASAN SELANGOR | 300063800 | WKLC/PCE/J00478/MB9312 | 9312 | CLOSED | SHAHZAN TOWER | KUALA LUMPUR PUSAT | TAMCO | INST |  | Pass | null
417145590 | Existing | 40177 | VACUUM | 11 kV | 630 | TNB | DISTRIBUTION |  |  | HV-12 | OVAL EAST | 311297236 | WKLC/PCE/J01431/MB40177 | 40177 | CLOSED | OVAL WEST | KUALA LUMPUR PUSAT | TOPRANK | INST | YTBC | Pass | null
377692268 | Existing | 2SO | VACUUM | 33 kV | 2 | TNB | DISTRIBUTION |  | TAMCO | VY30P25D | BUS SECTION | 300286636 | WKLC/PMU/G00007/MB2SO | 30 | CLOSED | PMU PANDAN MAJU 132/33/11KV | KUALA LUMPUR PUSAT | TAMCO | INST |  | Pass | null
419743100 | Existing | 10865 | VACUUM | 11 kV | 630 | TNB | DISTRIBUTION |  |  | VK10J25H | AMPANG JAYA NO 4 | 300065163 | WKLC/PCE/J00721/MB10865 | 10865 | CLOSED | TAMAN TAR NO.8 | KUALA LUMPUR PUSAT | TAMCO | INST |  | Pass | null
377590966 | Existing | VCB31 | VACUUM | 11 kV | 2 | TNB | DISTRIBUTION |  | TAMCO | VK 10P 25D | 30 MVA TX 1 | 300044741 | WKLC/PPU/G00025/NB31 | 31 | CLOSED | PPU TAMAN DATOK AHMAD RAZALI | KUALA LUMPUR PUSAT | TAMCO | INST |  | Pass | null
417132877 | Existing | 19720 | VACUUM | 11 kV | 630 | TNB | DISTRIBUTION |  |  | VK10J20H | LORONG JUBLEE NO.2 | 300245073 | WKLC/PCE/J01305/MB19720 | 19720 | CLOSED | PERSIARAN JUBLEE | KUALA LUMPUR PUSAT | TAMCO | INST |  | Pass | null
377362882 | Existing | VCB34 | VACUUM | 11 kV | 2 | TNB | DISTRIBUTION |  | TOSHIBA | VK-10P25D | BUS COUPLER | 300044298 | WKLC/PPU/G00009/NB34 | 34 | CLOSED | PPU JALAN RODGER | KUALA LUMPUR PUSAT | TOSHIBA | INST |  | Pass | null
412307246 | Existing | 44361 | VACUUM | 11 kV | 800 | TNB | DISTRIBUTION |  |  | HV12 | SPARE | 300453377 | WKLC/PCE/J01625/MB44361 | 44361 | OPEN | VERTICAS NO.1 JLN CEYLON BLOCK A | KUALA LUMPUR PUSAT | TOPRANK | INST |  | Pass | null
412308071 | Existing | 45746 | VACUUM | 11 kV | 630 | TNB | DISTRIBUTION |  |  | 3AH5104-2 | VERTICAS NO.2 JLN CEYLON BLK B | 311302154 | WKLC/PCE/J01795/MB45746 | 45746 | CLOSED | APT SUASANA BKT CEYLON | KUALA LUMPUR PUSAT | ITEM | INST | YTBC | Pass | null
412305756 | Existing | 18751 | VACUUM | 11 kV | 630 | TNB | DISTRIBUTION |  |  | VMH12 | IBU PEJABAT BSKL | 300061621 | WKLC/PCE/J00081/MB18751 | 18751 | CLOSED | BANGUNAN KLSE EXCHANGE SQUARE | KUALA LUMPUR PUSAT | LKH HSS | INST |  | Pass | null
416827233 | Existing | 31090 | VACUUM | 11 kV | 630 | TNB | DISTRIBUTION |  |  | UNIVAC 12 | BUKIT PERMAI NO 4 | 300245133 | WKLC/PCE/J01177/MB31090 | 31090 | CLOSED | PE P'PURI KOS RENDAH 5TGKT | KUALA LUMPUR PUSAT | UNIVAC | INST |  | Pass | null
418227785 | Existing | 51500 | VACUUM | 11 kV | 630 | TNB | DISTRIBUTION |  |  | HV-12 | BUS TIE | 311279607 | WKLC/PCE/J01865/MB51500 | 51500 | OPEN | SSU IBIS HOTEL | KUALA LUMPUR PUSAT | TOSHIBA | INST | YTBC | Pass | null
417896781 | Existing | 16760 | VACUUM | 11 kV | 630 | TNB | DISTRIBUTION |  |  | VFT-12 | IND RINGAN PANDAN MEWAH NO.1 | 10001035 | WKLC/PCE/J00216/MB16760 | 16760 | CLOSED | PERINDUSTRIAN RINGAN PANDAN MEWAH NO.2 | KUALA LUMPUR PUSAT | EPE | INST |  | Pass | null
417480737 | Existing |  | VACUUM | 11 kV | 630 | TNB | DISTRIBUTION |  |  | N/A |  | 300534585 | WKLC/PCE/J01435 | 51347 | CLOSED | MENARA TECHNIP JLN INAI | KUALA LUMPUR PUSAT | EPE | INST | YTBC | Pass | null
411743085 | Existing | 18494 | VACUUM | 11 kV | 630 | TNB | DISTRIBUTION |  |  | VK10J20H | RRI | 300061353 | WKLC/PCE/J00031/MB18494 | 18494 | CLOSED | KOREAN EMBASSY | KUALA LUMPUR PUSAT | TAMCO | INST |  | Pass | null
412327501 | Existing | 36426 | VACUUM | 11 kV | 800 | TNB | DISTRIBUTION |  |  | HV12 | P/E UNITED ENGINEERS | 300284267 | WKLC/PCE/J01490/MB36426 | 36426 | CLOSED | UNITED ENGINEERS NO.2 | KUALA LUMPUR PUSAT | TOPRANK | INST |  | Pass | null
418258543 | Existing | 46352 | VACUUM | 11 kV | 630 | TNB | DISTRIBUTION |  |  | VK10J20H | PPU SG BESI CB 13 | 311297239 | WKLC/PCE/J01467/MB46352 | 46352 | CLOSED | SEK MEN TSUN JIN JALAN LOKE YEW | KUALA LUMPUR PUSAT | TAMCO | INST | YTBC | Pass | null
377692894 | Existing | 6L5 | VACUUM | 33 kV | 1 | TNB | DISTRIBUTION |  | EPE | VJ-32DBB | KL SENTRAL (H04) | 300043956 | WKLC/PMU/G00006/MB6L5 | 6L5 | CLOSED | PMU MID VALLEY 132/33/11KV | KUALA LUMPUR PUSAT | EPE | INST |  | Pass | null
415556939 | Existing | 41315 | VACUUM | 11 kV | 630 | TNB | DISTRIBUTION |  |  | VFT 12 | P/E P'PURI SERI EMAS | 300284788 | WKLC/PCE/J01507/MB41315 | 41315 | CLOSED | PE SWISS GARDEN RESIDENCY | KUALA LUMPUR PUSAT | EPE | INST |  | Pass | null
412249909 | Existing | 2718 | VACUUM | 11 kV | 630 | TNB | DISTRIBUTION |  |  | VFT-12-106 | BANGUNAN TECK | 300063739 | WKLC/PCE/J00465/MB2718 | 2718 | OPEN | HOTEL PARK ROYAL | KUALA LUMPUR PUSAT | EPE | INST |  | Pass | null
419854928 | Existing | 45676 | VACUUM | 11 kV | 630 | TNB | DISTRIBUTION |  |  | 3AH5104-2 | PPU TMN DATO AHMAD RAZALI CB 6 | 311302199 | WKLC/PCE/J00708/MB45676 | 45676 | CLOSED | AMPANG JAYA NO 1 | KUALA LUMPUR PUSAT | ITEM | INST | YTBC | Pass | null
409120327 | Existing |  | VACUUM | 11 kV | 0 | TNB | DISTRIBUTION | [6 empty] | 1 | OPEN | PPU SUNCITY D-PZW-S14-9157 | KUALA LUMPUR PUSAT |  |  |  | Pass | null
419026479 | Existing | 21859 | VACUUM | 11 kV | 630 | TNB | DISTRIBUTION |  |  | SBV 4 | 11KV CONSUMER | 300063795 | WKLC/PCE/J00476/MB21859 | 21859 | CLOSED | PE PARK INN HOTEL | KUALA LUMPUR PUSAT | MAHKOTA MANUFACTURING SDN. BHD | INST |  | Pass | null
419301014 | Existing | 7984 | VACUUM | 11 kV | 630 | TNB | DISTRIBUTION |  |  | SV-12 | PPU LOW YAT | 300062799 | WKLC/PCE/J00299/MB7984 | 7984 | CLOSED | HOTEL MELIA | KUALA LUMPUR PUSAT | AICHI | INST |  | Pass | null
416660120 | Existing |  | VACUUM | 11 kV | 0 | TNB | DISTRIBUTION | [6 empty] | 49405 | OPEN | SSU MENARA PUBLIC BANK JALAN RAJA CHULAN | KUALA LUMPUR PUSAT |  |  |  | Pass | null
416681179 | Existing | 14495 | VACUUM | 11 kV | 630 | TNB | DISTRIBUTION |  |  | UNIVAC 12 | TX | 300061665 | WKLC/PCE/J00089/MB14495 | 14495 | CLOSED | BSN NO.2 | KUALA LUMPUR PUSAT | UNIVAC | INST |  | Pass | null
417021850 | Existing | 8893 | VACUUM | 11 kV | 630 | TNB | DISTRIBUTION |  |  | VK10J20H | PPU PANDAN JAYA | 300063143 | WKLC/PCE/J00363/MB8893 | 8893 | CLOSED | PANDAN JAYA NO.8 | KUALA LUMPUR PUSAT | TAMCO | INST |  | Pass | null
377374569 | Existing | 3P5 | VACUUM | 33 kV | 1 | TNB | DISTRIBUTION |  | ITEM | 8DB 10 | 3P5-SSU THE GARDEN | 300286499 | WKLC/PPU/G00036/MB3P5 | 3P5 | OPEN | PPU MID VALLEY | KUALA LUMPUR PUSAT | ITEM | INST |  | Pass | null
377374505 | Existing | VCB1 | VACUUM | 11 kV | 630 | TNB | DISTRIBUTION |  | ITEM | 8BK88 K01 | P/E SSU MID VALLEY APPT NO.2 | 300286484 | WKLC/PPU/G00036/NB1 | 1 | CLOSED | PPU MID VALLEY | KUALA LUMPUR PUSAT | ITEM | INST |  | Pass | null
417897279 | Existing | 29525 | VACUUM | 11 kV | 800 | TNB | DISTRIBUTION |  |  | SBV 4 | PPU HOSPITAL AMPANG CB14 | 300066564 | WKLC/PCE/J00966/MB29525 | 29525 | CLOSED | PANDAN COURT NO 1 JLN MEWAH UTARA | KUALA LUMPUR PUSAT | MAHKOTA | INST |  | Pass | null
412271654 | Existing | 4240 | VACUUM | 11 kV | 630 | TNB | DISTRIBUTION |  |  | VFT-12 | ORCID HOTEL | 300063731 | WKLC/PCE/J00464/MB4240 | 4240 | OPEN | SUN COMPLEX | KUALA LUMPUR PUSAT | EPE | INST |  | Pass | null
411318000 | Existing | 915 | VACUUM | 11 kV | 400 | TNB | DISTRIBUTION |  |  | BVP3 | BUKIT CEYLON | 300062987 | WKLC/PCE/J00339/MB915 | 915 | CLOSED | JLN HICK | KUALA LUMPUR PUSAT | FERGUSON PAILIN | INST |  | Pass | null
377636190 | Existing | VCB16 | VACUUM | 11 kV | 1 | TNB | DISTRIBUTION |  | TAMCO | VK10M20D | LOCAL TX | 300044820 | WKLC/PPU/G00028/NB16 | 16 | CLOSED | PPU TELEKOM BRICKFIELD | KUALA LUMPUR PUSAT | TAMCO | INST |  | Pass | null
418932398 | Existing | 41588 | VACUUM | 11 kV | 630 | TNB | DISTRIBUTION |  |  | 8BK-88E A1 | TX1 | 300284320 | WKLC/PCE/J01495/MB41588 | 41588 | CLOSED | MY HABITAT JLN AMAN | KUALA LUMPUR PUSAT | ITEM | INST |  | Pass | null
418933191 | Existing | 48007 | VACUUM | 11 kV | 630 | TNB | DISTRIBUTION |  |  | 8BK-88E | PDT BOMBA J TUN RAZAK | 311297203 | WKLC/PCE/J01645/MB48007 | 48007 | CLOSED | SSU TRILLION JLN TUN RAZAK | KUALA LUMPUR PUSAT | ITEM | INST | YTBC | Pass | null
418824048 | Existing | 17507 | VACUUM | 11 kV | 800 | TNB | DISTRIBUTION |  |  | HV 12 | AMPANG PUTERI SPECIALIST CENTR | 300062041 | WKLC/PCE/J00154/MB17507 | 17507 | CLOSED | TASIK AMPANG COMMERCIAL COMPLEX | KUALA LUMPUR PUSAT | TOSHIBA | INST |  | Pass | null
377588783 | Existing | VCB12 | VACUUM | 11 kV | 630 | TNB | DISTRIBUTION |  | TAMCO | VK 10J 20D | P/E IBU PEJABAT TELEKOM | 300044625 | WKLC/PPU/G00021/NB12 | 12 | CLOSED | PPU PHILEO | KUALA LUMPUR PUSAT | TAMCO | INST |  | Pass | null
377588943 | Existing | VCB20 | VACUUM | 11 kV | 630 | TNB | DISTRIBUTION |  | TAMCO | VK 10J 25D | SPARE | 300316669 | WKLC/PPU/G00021/NB20 | 20 | OPEN | PPU PHILEO | KUALA LUMPUR PUSAT | TAMCO | INST |  | Pass | null
417909293 | Existing | 19247 | VACUUM | 11 kV | 630 | TNB | DISTRIBUTION |  |  | VMH12 | PPU KOSAS | 300061390 | WKLC/PCE/J00040/MB19247 | 19247 | CLOSED | CHANCELLOR KONDO NO.1 TMN KOSAS | KUALA LUMPUR PUSAT | LKH | INST |  | Pass | null
416458258 | Existing | 49564 | VACUUM | 11 kV | 630 | TNB | DISTRIBUTION |  |  | UNIVAC 12/20 | LOOPING | 311302191 | WKLC/PCE/J01041/MB49564 | 49564 | CLOSED | STESEN MONORAIL JALAN HANG TUAH | KUALA LUMPUR PUSAT | UNIVAC | INST | YTBC | Pass | null
416019921 | Existing | 37367 | VACUUM | 11 kV | 630 | TNB | DISTRIBUTION |  |  | VK10J20H | BUS SECTION | 300284067 | WKLC/PCE/J01486/MB37367 | 37367 | OPEN | BEVERLY TOWER JLN PINANG | KUALA LUMPUR PUSAT | TAMCO | INST |  | Pass | null
412254372 | Existing | 48367 | VACUUM | 11 kV | 630 | TNB | DISTRIBUTION |  |  | VMH12 | PDT SEMENTARA 11 KV | 311279550 | WKLC/PCE/J00453/MB48367 |  | CLOSED | CENTRAL PLAZA | KUALA LUMPUR PUSAT | LKH HSS | INST | YTBC | Pass | null
377950577 | Existing | VCB10 | VACUUM | 11 kV | 630 | TNB | DISTRIBUTION |  | TAMCO | VK 10J25H | SPARE | 310105000 | WKLC/PPU/G00046/NB10 | 10 | CLOSED | PPU GRAND HYATT | KUALA LUMPUR PUSAT | TAMCO | INST | YTBC | Pass | null
377951466 | Existing | 3S5 | VACUUM | 33 kV | 1 | TNB | DISTRIBUTION |  | TAMCO | GV 30M 25D | 3S5 - SPARE | 300286419 | WKLC/SSU/G00009/MB3S5 | 3S5 | OPEN | SSU LOT C | KUALA LUMPUR PUSAT | TAMCO | INST |  | Pass | null
411336573 | Existing | 21104 | VACUUM | 11 kV | 630 | TNB | DISTRIBUTION |  |  | 3AH5 103-2 | BUS SECTION | 300246033 | WKLC/PCE/J00305/MB21104 | 21104 | CLOSED | MENARA AIA JLN BKT NENAS | KUALA LUMPUR PUSAT | ITEM | INST |  | Pass | null
418026549 | Existing | 51285 | VACUUM | 11 kV | 800 | TNB | DISTRIBUTION |  |  | HV-12 | BUS TIE | 311279591 | WKLC/PCE/J01810/MB51285 | 51285 | CLOSED | MENARA KHUAN CHOO RAJA CHULAN | KUALA LUMPUR PUSAT | TOSHIBA | INST | YTBC | Pass | null
412177509 | Existing | 7130 | VACUUM | 11 kV | 630 | TNB | DISTRIBUTION |  |  | VBH-124-40 | ROBSON RD S/S | 300244986 | WKLC/PCE/J01001/MB7130 | 7130 | CLOSED | THEAN HOU TEMPLE | KUALA LUMPUR PUSAT | AICHI | INST |  | Pass | null
377375227 | Existing | 1WO | VACUUM | 33 kV | 2 | TNB | DISTRIBUTION |  | EPE | VGA-32 | 1WO - BUS COUPLER | 300285786 | WKLC/PPU/G00032/MB1WO | 1WO | CLOSED | PPU HOSPITAL AMPANG | KUALA LUMPUR PUSAT | EPE | INST |  | Pass | null
54986280 | Existing | 3P5 | VACUUM | 33 kV | 1 | TNB | DISTRIBUTION |  | ITEM | 8DB 10 | 3P5 - PPU TASIK TAMBAHAN | 300454789 | WKLC/PPU/G00041/MB3P5 | 3P5 | CLOSED | PPU SG PURUN | KUALA LUMPUR PUSAT | ITEM | INST |  | Pass | null
418338685 | Existing |  | VACUUM | 11 kV | 0 | TNB | DISTRIBUTION |  |  |  |  | 300245186 | WKLC/PCE/J00278/MB33797 | 33797 | CLOSED | GALAXY AMPANG JLN DAGANG | KUALA LUMPUR PUSAT |  |  |  | Pass | null
417278075 | Existing | 31316 | VACUUM | 11 kV | 630 | TNB | DISTRIBUTION |  |  | VK10J25H | 11 KV PENGGUNA FEEDER NO.2 | 300244698 | WKLC/PCE/J01179/MB31316 | 31316 | CLOSED | SSU HOSPITAL AMPANG A | KUALA LUMPUR PUSAT | TAMCO | INST |  | Pass | null
419177402 | Existing | 22467 | VACUUM | 11 kV | 630 | TNB | DISTRIBUTION |  |  | VK10J20H | BUS SECTION | 300245097 | WKLC/PCE/J00070/MB22467 | 22467 | CLOSED | KONDO 6/8 PERS HAMPSHIRE JLN AMPANG | KUALA LUMPUR PUSAT | TAMCO | INST |  | Pass | null
417570041 | Existing | 40933 | VACUUM | 11 kV | 630 | TNB | DISTRIBUTION |  |  | 3AH5103-1 | CABLE ABANDON | 300273848 | WKLC/PCE/J01476/MB40933 | 40933 | OPEN | RUMAH KEDAI JALAN MAWAR 17 TMN MESTIK | KUALA LUMPUR PUSAT | ITEM | INST |  | Pass | null
419081923 | Existing | 47141 | VACUUM | 11 kV | 630 | TNB | DISTRIBUTION |  |  | 3AH5104-2 | LOOPING | 311302161 | WKLC/PCE/J01680/MB47141 | 47141 | CLOSED | MENARA HAP SENG JLN TENGAH | KUALA LUMPUR PUSAT | ITEM | INST | YTBC | Pass | null
377592549 | Existing | 2P5 | VACUUM | 33 kV | 1 | TNB | DISTRIBUTION |  | TAMCO | VY-30M25D | 2P5 - PPU P. INDAH | 300044786 | WKLC/PPU/G00027/MB2P5 | 2P5 | CLOSED | PPU TASIK TAMBAHAN | KUALA LUMPUR PUSAT | TAMCO | INST |  | Pass | null
412254902 | Existing | 48172 | VACUUM | 11 kV | 630 | TNB | DISTRIBUTION |  |  | VFT-12 | P/E MENARA TECHNIP JLN INAI | 311297252 | WKLC/PCE/J01634/MB48172 | 48172 | CLOSED | PE THE HORIZON JLN TUN RAZAK | KUALA LUMPUR PUSAT | EPE | INST | YTBC | Pass | null
417971591 | Existing |  | VACUUM | 11 kV | 0 | TNB | DISTRIBUTION |  |  | 8BK-88SE A1 | TX | 300066339 | WKLC/PCE/J00921/MB10491 | 10491 | CLOSED | PANDAN INDAH NO 6 | KUALA LUMPUR PUSAT | EPE | INST |  | Pass | null
378148935 | Existing | 2TO | VACUUM | 33 kV | 2 | TNB | DISTRIBUTION |  | TAMCO | VY 30P25D | 132/33 INCOMER 2 | 300286348 | WKLC/PMU/G00001/MB2TO | 2TO | CLOSED | PMU BRICKFIELD 132/33KV | KUALA LUMPUR PUSAT | TAMCO | INST |  | Pass | null
416995196 | Existing | 7660 | VACUUM | 11 kV | 630 | TNB | DISTRIBUTION |  |  | VBH-124-40 | UBN CONSUMER | 300062750 | WKLC/PCE/J00289/MB7660 | 7660 | CLOSED | UBN TOWER | KUALA LUMPUR PUSAT | AICHI | INST |  | Pass | null
415603550 | Existing | 18702 | VACUUM | 11 kV | 630 | TNB | DISTRIBUTION |  |  | VMH 12 | MENARA KENANGA POINT BLOK A | 300244631 | WKLC/PCE/J01287/MB18702 | 18702 | CLOSED | KENANGA POINT APARTMENT | KUALA LUMPUR PUSAT | LKH | INST |  | Pass | null
419090765 | Existing |  | VACUUM | 11 kV | 630 | TNB | DISTRIBUTION |  |  | 8BK88E |  | 310191692 | WKLC/PCE/J01784/MB1 | 50540 | CLOSED | THE NEWS JLN YAP KWANG SENG | KUALA LUMPUR PUSAT | ITEM | INST | YTBC | Pass | null
419197465 | Existing | 46258 | VACUUM | 11 kV | 630 | TNB | DISTRIBUTION |  |  | VFT12 | PE UMNO JALAN PASAR | 300450788 | WKLC/PCE/J01620/MB46258 | 46258 | CLOSED | WISMA IAV JLN PASAR | KUALA LUMPUR PUSAT | EPE | INST |  | Pass | null
416385986 | Existing |  | VACUUM | 11 kV | 0 | TNB | DISTRIBUTION |  |  | GR1 |  | 300064544 | WKLC/PCE/J00612/MB422 | 422 | CLOSED | LOWER AMPANG NO.1 | KUALA LUMPUR PUSAT | TAMCO | INST |  | Pass | null
415749405 | Existing | 33315 | VACUUM | 11 kV | 630 | TNB | DISTRIBUTION |  |  | VK10J20H | PPU KLCC | 300245173 | WKLC/PCE/J01135/MB33315 | 33315 | CLOSED | SSU KLCC CONVENTION EXHIBITION CENTRE | KUALA LUMPUR PUSAT | TAMCO | INST |  | Pass | null
377377087 | Existing | VCB31 | VACUUM | 11 kV | 2 | TNB | DISTRIBUTION |  | EPE | VFT12D | TX1 | 10001356 | WKLC/PPU/G00038/NB31 | 31 | CLOSED | PPU F & N | KUALA LUMPUR PUSAT |  |  |  | Pass | null
416746034 | Existing | 30217 | VACUUM | 11 kV | 630 | TNB | DISTRIBUTION |  |  | SBV4/800/200-SI | TX1 | 300065317 | WKLC/PCE/J00752/MB30217 | 30217 | CLOSED | BLK A P/PURI J MEMANDA 11 T D A RAZALI | KUALA LUMPUR PUSAT | GEC | INST |  | Pass | null
378157304 | Existing | 1L5 | VACUUM | 33 kV | 1 | TNB | DISTRIBUTION |  | TOSHIBA | VY-30M25D | JLN PUDU | 300043894 | WKLC/PMU/G00003/MB1L5 | 1L5 | CLOSED | PMU GALLOWAY 132/33KV | KUALA LUMPUR PUSAT | TOSHIBA | INST |  | Pass | null
377523863 | Existing | VCB10 | VACUUM | 11 kV | 630 | TNB | DISTRIBUTION |  | TAMCO | VK 10J20D | P/E CHERAS LOW COST | 300044024 | WKLC/PMU/G00008/NB10 | 10 | CLOSED | PMU PUDU ULU 132/33/11KV | KUALA LUMPUR PUSAT | TAMCO | INST |  | Pass | null
416758613 | Existing | 12776 | VACUUM | 11 kV | 630 | TNB | DISTRIBUTION |  |  | VK 10J20H | DAMAI COMPACT | 300244696 | WKLC/PCE/J00640/MB12276 | 12276 | CLOSED | RUSSIAN EMBASSY | KUALA LUMPUR PUSAT | TAMCO | INST |  | Pass | null
409120340 | Existing |  | VACUUM | 11 kV | 0 | TNB | DISTRIBUTION | [6 empty] | 8 | OPEN | PPU SUNCITY D-PZW-S14-9157 | KUALA LUMPUR PUSAT |  |  |  | Pass | null
411739638 | Existing |  | VACUUM | 11 kV | 0 | TNB | DISTRIBUTION | [6 empty] | 51925 | CLOSED | SSU PANDAN MAS 2A | KUALA LUMPUR PUSAT |  |  |  | Pass | null
377301049 | Existing | 3S5 | VACUUM | 33 kV | 1 | TNB | DISTRIBUTION |  | TAMCO | GV 30M 25D | 3S5 - SPARE | 300293492 | WKLC/SSU/G00010/MB3S5 | 3S5 | CLOSED | SSU KENANGA WHOLESALE (DARATAN ASLI) | KUALA LUMPUR PUSAT | TAMCO | INST |  | Pass | null
377301810 | Existing | 3S5 | VACUUM | 33 kV | 1 | TNB | DISTRIBUTION |  |  | BGA 36 | SSU GLOMAC (3S5) | 300286963 | WKLC/SSU/G00006/MB3S5 | 3S5 | OPEN | SSU PRINCE COURT MEDICAL CENTRE | KUALA LUMPUR PUSAT | RANHILL | INST |  | Pass | null
377303300 | Existing | VCB1 | VACUUM | 11 kV | 630 | TNB | DISTRIBUTION |  | TAMCO | VK 10J 20D | BILIK SUIS PENGGUNA FEEDER 2 | 300044864 | WKLC/PPU/G00030/NB1 | 1 | CLOSED | PPU UNION SQUARE | KUALA LUMPUR PUSAT | TAMCO | INST |  | Pass | null
377303364 | Existing | VCB13 | VACUUM | 11 kV | 630 | TNB | DISTRIBUTION |  | TAMCO | VK 10J 20D | LOT188 SUITES 10 JLN CENDANA | 300044868 | WKLC/PPU/G00030/NB13 | 13 | CLOSED | PPU UNION SQUARE | KUALA LUMPUR PUSAT | TAMCO | INST |  | Pass | null
378401543 | Existing |  | VACUUM | 33 kV | 0 | TNB | DISTRIBUTION | [7 empty] | CLOSED | SSU VENUS ASSET | KUALA LUMPUR PUSAT |  |  |  | Pass | null
417961725 | Existing | 35558 | VACUUM | 11 kV | 630 | TNB | DISTRIBUTION |  |  | VK10J25H | RUMAH PAM MULIA JAYA | 300245763 | WKLC/PCE/J01329/MB35558 | 35558 | CLOSED | PANGSAPURI LOT IDS RINGAN | KUALA LUMPUR PUSAT | TAMCO | INST |  | Pass | null
412307213 | Existing | 44358 | VACUUM | 11 kV | 800 | TNB | DISTRIBUTION |  |  | HV12 | TRANSFORMER 2 | 300453374 | WKLC/PCE/J01625/MB44358 | 44358 | CLOSED | VERTICAS NO.1 JLN CEYLON BLOCK A | KUALA LUMPUR PUSAT | TOPRANK | INST |  | Pass | null
377398071 | Existing | 2P5 | VACUUM | 33 kV | 1 | TNB | DISTRIBUTION |  | TAMCO | VY30M25D | PMU KLCC 1L5 | 300044476 | WKLC/PPU/G00016/MB2P5 | 2P5 | CLOSED | PPU MBF PLAZA | KUALA LUMPUR PUSAT | TAMCO | INST |  | Pass | null
419081532 | Existing | 5026 | VACUUM | 11 kV | 630 | TNB | DISTRIBUTION |  |  | VK10J20H | WISMA PJD | 300063880 | WKLC/PCE/J00493/MB5026 | 5026 | OPEN | KOMPLEKS KEWANGAN | KUALA LUMPUR PUSAT | TAMCO | INST |  | Pass | null
377592158 | Existing | VCB5 | VACUUM | 11 kV | 630 | TNB | DISTRIBUTION |  | TAMCO | VK 10J 20D | TMN MELOR NO 1 | 300044799 | WKLC/PPU/G00027/NB5 | 5 | CLOSED | PPU TASIK TAMBAHAN | KUALA LUMPUR PUSAT | TAMCO | INST |  | Pass | null
377523433 | Existing |  | VACUUM | 33 kV | 0 | TNB | DISTRIBUTION | [6 empty] | 9 | CLOSED | PMU KL PAVILLION 132/33KV | KUALA LUMPUR PUSAT |  |  |  | Pass | null
417505658 | Existing | 50632 | VACUUM | 11 kV | 630 | TNB | DISTRIBUTION |  |  | VK10J20H | SPARE | 311297193 | WKLC/PCE/J01790/MB50632 | 50632 | OPEN | SSU PANDAN MAS JLN D'LAPAN | KUALA LUMPUR PUSAT | TAMCO | INST | YTBC | Pass | null
412289202 | Existing | 8876 | VACUUM | 11 kV | 630 | TNB | DISTRIBUTION |  |  | VFT12 | KWANG TUNGN ASSOCIATION | 300062815 | WKLC/PCE/J00302/MB8876 | 8876 | CLOSED | HOSPITAL TONG SHIN | KUALA LUMPUR PUSAT | EPE | INST |  | Pass | null
412744337 | Existing | 49328 | VACUUM | 11 kV | 630 | TNB | DISTRIBUTION |  |  | 3AH5104-2 | SPARE | 311406559 | WKLC/PCE/J01722/MB49328 | 49328 | OPEN | SSU DESA GREEN TMN DESA | KUALA LUMPUR SELATAN | SIEMENS | INST | YTBC | Fail | Please check "Operational Area"
402493832 | Existing | 7278 | VACUUM | 11 kV | 400 | TNB | DISTRIBUTION |  |  | VBH-124-40 | UKAY HEIGHT COMPACT | 300065293 | WKLC/PCE/J00747/MB7278 | 7278 | CLOSED | UKAY HEIGHT CONDOMINIUM | KUALA LUMPUR TIMUR | AICHI | INST |  | Fail | Please check "Operational Area"
419553887 | Existing | 42314 | VACUUM | 11 kV | 800 | TNB | DISTRIBUTION |  |  | HV-12 | SOHO JALAN PERAK | 311279611 | WKLC/PCE/J01442/MB42314 | 42314 | CLOSED | LOT 163 JLN PERAK | KUALA LUMPUR PUSAT | TOPRANK | INST | YTBC | Pass | null
417970405 | Existing | 20230 | VACUUM | 11 kV | 630 | TNB | DISTRIBUTION |  |  | VK10J25H | PMU MPAJ | 300062299 | WKLC/PCE/J00204/MB20230 | 20230 | OPEN | PUSAT PERUBATAN PANDAN INDAH NO.1 | KUALA LUMPUR PUSAT | TAMCO | INST |  | Pass | null
416346621 | Existing | 19729 | VACUUM | 11 kV | 630 | TNB | DISTRIBUTION |  |  | VMH12 | PPU KLCC (7) | 300061735 | WKLC/PCE/J00101/MB19729 | 19729 | CLOSED | HOTEL MANDARIN ORIENTAL KLCC | KUALA LUMPUR PUSAT | LKH | INST |  | Pass | null
417626022 | Existing | 43259 | VACUUM | 11 kV | 630 | TNB | DISTRIBUTION |  |  | VK10J20H | P/E AMAYA MALURI JLN JEJAKA 3 | 311297186 | WKLC/PCE/J00890/MB43259 | 43259 | CLOSED | TAMAN MALURI NO.4 | KUALA LUMPUR PUSAT | TAMCO | INST | YTBC | Pass | null
411997225 | Existing | 47452 | VACUUM | 11 kV | 630 | TNB | DISTRIBUTION |  |  | 12A20 | ABANDON | 311297350 | WKLC/PCE/J01657/MB47502 | 47502 | CLOSED | VELOCITY JALAN PEEL NO.4 | KUALA LUMPUR PUSAT | EPE | INST | YTBC | Pass | null
416758738 | Existing | 513 | VACUUM | 11 kV | 630 | TNB | DISTRIBUTION |  |  | V-10F-20 | PPU GREAT EASTERN CB #12 | 300061346 | WKLC/PCE/J00029/MB513 | 513 | CLOSED | RRI | KUALA LUMPUR PUSAT | HITACHI | INST |  | Pass | null
412335677 | Existing | 36590 | VACUUM | 11 kV | 630 | TNB | DISTRIBUTION |  |  | VK 10J25H | P/E SEE HOY CHAN | 300291242 | WKLC/PCE/J01559/MB36590 | 36590 | CLOSED | UNITED ENGINEERS NO.3 | KUALA LUMPUR PUSAT | TAMCO | INST |  | Pass | null
416183925 | Existing | 19762 | VACUUM | 11 kV | 630 | TNB | DISTRIBUTION |  |  | BVPP3 | AMBASSY PARK | 300062512 | WKLC/PCE/J00241/MB19762 | 6389 | CLOSED | LORONG AMPANG NO.1 | KUALA LUMPUR PUSAT |  | INST |  | Pass | null
417862056 | Existing | 17694 | VACUUM | 11 kV | 630 | TNB | DISTRIBUTION |  |  | VFT12 | LOT 247 JLN AMPANG | 300064587 | WKLC/PCE/J00620/MB17694 | 17694 | CLOSED | BRITISH HIGH COMMISSION | KUALA LUMPUR PUSAT | EPE | INST |  | Pass | null
416389329 | Existing | 2807 | VACUUM | 11 kV | 630 | TNB | DISTRIBUTION |  |  | VK10J20H | PPU NARAJAYA | 300064641 | WKLC/PCE/J00628/MB2807 |  | CLOSED | WISMA CENTRAL JLN AMPANG | KUALA LUMPUR PUSAT | TAMCO | INST |  | Pass | null
418932397 | Existing | 41590 | VACUUM | 11 kV | 630 | TNB | DISTRIBUTION |  |  | 8BK-88E A1 | APT VISTA 2 | 300284323 | WKLC/PCE/J01495/MB41590 | 41590 | CLOSED | MY HABITAT JLN AMAN | KUALA LUMPUR PUSAT | ITEM | INST |  | Pass | null
417480697 | Existing |  | VACUUM | 11 kV | 0 | TNB | DISTRIBUTION |  |  |  |  | 311554856 | WKLC/PCE/J01889/MB1 | 52485 | CLOSED | SSU MENARA PRUDENTIAL 2 | KUALA LUMPUR PUSAT | TOSHIBA | INST | YTBC | Pass | null
377979904 | Existing |  | VACUUM | 33 kV | 0 | TNB | DISTRIBUTION | [6 empty] | 5S5 | CLOSED | SSU DCC(KLCC) | KUALA LUMPUR PUSAT |  |  |  | Pass | null
417969410 | Existing | 11113 | VACUUM | 11 kV | 630 | TNB | DISTRIBUTION |  |  | VK10J20H | TX2 | 300061934 | WKLC/PCE/J00138/MB11113 | 11113 | CLOSED | PANDAN INDAH NO.8 | KUALA LUMPUR PUSAT | TAMCO | INST |  | Pass | null
416995458 | Existing | 33420 | VACUUM | 11 kV | 630 | TNB | DISTRIBUTION |  |  | SBV-4 | PANGSAPURI UBN | 300245872 | WKLC/PCE/J01359/MB33420 | 33420 | CLOSED | P/PURI 25 TKT LOT 1075 | KUALA LUMPUR PUSAT | ALTENA | INST |  | Pass | null
412143706 | Existing | 39356 | VACUUM | 11 kV | 630 | TNB | DISTRIBUTION |  |  | SBV-4 TYPE A1 | PARKING DBKL JLN THAMBI PILLAI | 311279656 | WKLC/PCE/J01062/MB39356 | 39356 | OPEN | WISMA SEGAR(BRICKFIELD) | KUALA LUMPUR PUSAT | ALTENA | INST | YTBC | Pass | null
418115521 | Existing | 44274 | VACUUM | 11 kV | 630 | TNB | DISTRIBUTION |  |  | 8BK-88E A1 | PPU PHILEO PROMANADE CB 16 | 300244774 | WKLC/PCE/J01199/MB44274 | 44274 | CLOSED | SSU INTERMARK JALAN TUN RAZAK | KUALA LUMPUR PUSAT | ITEM | INST |  | Pass | null
411787812 | Existing | 48209 | VACUUM | 11 kV | 630 | TNB | DISTRIBUTION |  |  | VFT12 12A20 | PANDAN MAJU NO 4 | 300537167 | WKLC/PCE/J01667/MB2 | 48209 | CLOSED | G RESIDENCE DESA PANDAN | Unknown | EPE | INST | YTBC | Fail | Please check "Operational Area"
417308259 | Existing | 18260 | VACUUM | 11 kV | 630 | TNB | DISTRIBUTION |  |  | VFT12 | ABANDONED | 300064201 | WKLC/PCE/J00552/MB18260 | 18260 | OPEN | WISMA XYZ | KUALA LUMPUR PUSAT | EPE | INST |  | Pass | null
377376748 | Existing | VCB7 | VACUUM | 11 kV | 630 | TNB | DISTRIBUTION |  | EPE | VFT-12-106 | P/E RHB NO.2 | 300286602 | WKLC/PPU/G00034/NB7 | 7 | CLOSED | PPU ROYAL CENDANA | KUALA LUMPUR PUSAT | EPE | INST |  | Pass | null
377376620 | Existing | VCB32 | VACUUM | 11 kV | 2 | TNB | DISTRIBUTION |  | EPE | VFT-12-120 | 30MVA TX2 | 300286608 | WKLC/PPU/G00034/NB32 | 32 | CLOSED | PPU ROYAL CENDANA | KUALA LUMPUR PUSAT | EPE | INST |  | Pass | null
54986279 | Existing | 1HO | VACUUM | 33 kV | 1 | TNB | DISTRIBUTION |  | ITEM | 8DB 10 | 1HO - 30 MVA TX 1 | 300454788 | WKLC/PPU/G00041/MB1HO | 1HO | CLOSED | PPU SG PURUN | KUALA LUMPUR PUSAT | ITEM | INST |  | Pass | null
377522603 | Existing | 3P5 | VACUUM | 33 kV | 1 | TNB | DISTRIBUTION |  | TAMCO | VY-30M25D | 3P5-PMU BKT MAHKAMAH | 300044075 | WKLC/PPU/G00002/MB3P5 | 3P5 | CLOSED | PPU BSKL | KUALA LUMPUR PUSAT |  | INST |  | Pass | null
377523364 | Existing |  | VACUUM | 33 kV | 0 | TNB | DISTRIBUTION | [6 empty] | 1 | OPEN | PMU KL PAVILLION 132/33KV | KUALA LUMPUR PUSAT |  |  |  | Pass | null
377523268 | Existing |  | VACUUM | 33 kV | 0 | TNB | DISTRIBUTION | [6 empty] | 5 | CLOSED | PMU KL PAVILLION 132/33KV | KUALA LUMPUR PUSAT |  |  |  | Pass | null
377377352 | Existing | 3P5 | VACUUM | 33 kV | 1 | TNB | DISTRIBUTION |  | TAMCO | GV 30M 25D | 30 MVA TX 1 | 300293290 | WKLC/PPU/G00038/MB3P5 | 3P5 | CLOSED | PPU F & N | KUALA LUMPUR PUSAT | TAMCO | INST |  | Pass | null
417144962 | Existing | 6520 | VACUUM | 11 kV | 630 | TNB | DISTRIBUTION |  |  | 3AH5 104-2 | TX 1 | 300064291 | WKLC/PCE/J00570/MB6520 | 6520 | CLOSED | KUDA LARI KONDO | KUALA LUMPUR PUSAT | ITEM | INST |  | Pass | null
377962561 | Existing |  | VACUUM | 33 kV | 0 | TNB | DISTRIBUTION | [5 empty] | WKLC/SSU/G00019/MB6 | 4S5 | CLOSED | SSU IB TOWER | KUALA LUMPUR PUSAT |  |  |  | Pass | null
416571075 | Existing | 11475 | VACUUM | 11 kV | 630 | TNB | DISTRIBUTION |  |  | VFT-12 | TX2 | 300062534 | WKLC/PCE/J00245/MB11475 | 11475 | CLOSED | SENI HARTA | KUALA LUMPUR PUSAT | EPE | INST |  | Pass | null
416595832 | Existing | 40102 | VACUUM | 11 kV | 630 | TNB | DISTRIBUTION |  |  | VK 10J20H | BUS SECTION | 300268739 | WKLC/PCE/J01455/MB40102 | 40102 | OPEN | THE ROYALE CHULAN HOTEL | KUALA LUMPUR PUSAT | TAMCO | INST |  | Pass | null
377590930 | Existing | VCB5 | VACUUM | 11 kV | 630 | TNB | DISTRIBUTION |  | TAMCO | VK 10J 20D | TAMAN T.A.R NO.8 | 300044745 | WKLC/PPU/G00025/NB5 | 5 | CLOSED | PPU TAMAN DATOK AHMAD RAZALI | KUALA LUMPUR PUSAT | TAMCO | INST |  | Pass | null
412194719 | Existing | 48263 | VACUUM | 11 kV | 630 | TNB | DISTRIBUTION |  |  | 12A20 | PPU BANK KERJASAMA RAKYAT CB10 | 300537352 | WKLC/PCE/J01269/MBSPARE | 48263 | CLOSED | BRICKFIELD NO.2 | KUALA LUMPUR PUSAT | EPE | INST | YTBC | Pass | null
377523303 | Existing |  | VACUUM | 33 kV | 0 | TNB | DISTRIBUTION | [6 empty] | 4 | CLOSED | PMU KL PAVILLION 132/33KV | KUALA LUMPUR PUSAT |  |  |  | Pass | null
417971558 | Existing |  | VACUUM | 11 kV | 0 | TNB | DISTRIBUTION |  |  | 8BK-88SE A1 | PANDAN INDAH COMPACT | 300066341 | WKLC/PCE/J00921/MB11568 | 11568 | CLOSED | PANDAN INDAH NO 6 | KUALA LUMPUR PUSAT | EPE | INST |  | Pass | null
378147572 | Existing |  | VACUUM | 33 kV | 0 | TNB | DISTRIBUTION | [6 empty] | 2P5 | OPEN | PPU KL ECO CITY NO 2 | KUALA LUMPUR PUSAT |  |  |  | Pass | null
378148269 | Existing | 4TO | VACUUM | 33 kV | 2 | TNB | DISTRIBUTION |  | EPE | VJ-32DBB | INCAMER N02 | 300286394 | WKLC/PMU/G00004/MB4TO | 4TO | CLOSED | PMU JALAN IMBI 132/33/11KV | KUALA LUMPUR PUSAT |  | INST |  | Pass | null
419090764 | Existing |  | VACUUM | 11 kV | 630 | TNB | DISTRIBUTION |  |  | 8BK88E |  | 310191683 | WKLC/PCE/J01784/MB1 | 50542 | CLOSED | THE NEWS JLN YAP KWANG SENG | KUALA LUMPUR PUSAT | ITEM | INST | YTBC | Pass | null
416775649 | Existing | 2548 | VACUUM | 11 kV | 630 | TNB | DISTRIBUTION |  |  | 8BK-88E | PPU KL TOWN | 300064053 | WKLC/PCE/J00527/MB2548 | 2548 | OPEN | MUI PLAZA | KUALA LUMPUR PUSAT | ITEM | INST |  | Pass | null
411730475 | Existing | 20513 | VACUUM | 11 kV | 630 | TNB | DISTRIBUTION |  |  | 3AH5 103-2 | TX 2 | 300064852 | WKLC/PCE/J00663/MB20513 | 20509 | CLOSED | TAMAN CAHAYA APARTMENT NO.1 | KUALA LUMPUR PUSAT | ITEM | INST |  | Pass | null
416385192 | Existing | 10485 | VACUUM | 11 kV | 630 | TNB | DISTRIBUTION |  |  | VK 10J20H | P/E PDT LOT 213 JLN TUN RAZAK | 300064565 | WKLC/PCE/J00616/MB10485 | 10485 | OPEN | GOLF VIEW ROAD NO 2 | KUALA LUMPUR PUSAT | TAMCO | INST |  | Pass | null
416746033 | Existing | 30218 | VACUUM | 11 kV | 630 | TNB | DISTRIBUTION |  |  | SBV4/800/200-SI | BLK B P'PURI JLN MEMANDA 11 | 300065318 | WKLC/PCE/J00752/MB30218 | 30218 | CLOSED | BLK A P/PURI J MEMANDA 11 T D A RAZALI | KUALA LUMPUR PUSAT | GEC | INST |  | Pass | null
398664654 | Existing | 16102 | VACUUM | 11 kV | 630 | TNB | DISTRIBUTION |  |  | VK10J20H | PMU AMPANG | 300062032 | WKLC/PCE/J00153/MB16102 | 16102 | CLOSED | PANGSAPURI DBKL JLN. JELATEK | KUALA LUMPUR TIMUR | TAMCO | INST |  | Fail | Please check "Operational Area"
377522607 | Existing | VCB16 | VACUUM | 11 kV | 630 | TNB | DISTRIBUTION |  | TAMCO | VK-10J20D | LOCAL TX | 300044084 | WKLC/PPU/G00002/NB16 | 16 | CLOSED | PPU BSKL | KUALA LUMPUR PUSAT |  | INST |  | Pass | null
377523368 | Existing |  | VACUUM | 33 kV | 0 | TNB | DISTRIBUTION | [6 empty] | 12 | CLOSED | PMU KL PAVILLION 132/33KV | KUALA LUMPUR PUSAT |  |  |  | Pass | null
415809746 | Existing | 31203 | VACUUM | 11 kV | 630 | TNB | DISTRIBUTION |  |  | UNIVAC 12 | LLRONG AMPANG NO 2 | 300245142 | WKLC/PCE/J01103/MB31203 | 31203 | CLOSED | AMBASSY PARK JLN AMPANG | KUALA LUMPUR PUSAT | UNIVAC | INST |  | Pass | null
377522973 | Existing | 1WO | VACUUM | 33 kV | 2 | TNB | DISTRIBUTION |  | TAMCO | GV 30P 25D | 1WO - BUS COUPLER | 300044045 | WKLC/PPU/G00001/MB1WO | 1WO | CLOSED | PPU AMPANG SPECIALIST CENTRE | KUALA LUMPUR PUSAT | TAMCO | INST |  | Pass | null
409120499 | Existing |  | VACUUM | 11 kV | 0 | TNB | DISTRIBUTION | [6 empty] | 2 | OPEN | PPU SUNCITY D-PZW-S14-9157 | KUALA LUMPUR PUSAT |  |  |  | Pass | null
409121036 | Existing |  | VACUUM |  | 0 | TNB | DISTRIBUTION | [6 empty] | 14 | CLOSED | PPU WARISAN TRADISI | KUALA LUMPUR PUSAT |  |  |  | Fail | Please check "Operating Voltage"
377692362 | Existing | 24L5 | VACUUM | 33 kV | 1 | TNB | DISTRIBUTION |  | TAMCO | N/A | SPARE | 300286622 | WKLC/PMU/G00007/MB24L5 | 24 | OPEN | PMU PANDAN MAJU 132/33/11KV | KUALA LUMPUR PUSAT | TAMCO | INST |  | Pass | null
377692170 | Existing | 2WO | VACUUM | 33 kV | 2 | TNB | DISTRIBUTION |  | TAMCO | VY30P25D | BUS COUPLER | 300286637 | WKLC/PMU/G00007/MB2WO | 34 | CLOSED | PMU PANDAN MAJU 132/33/11KV | KUALA LUMPUR PUSAT | TAMCO | INST |  | Pass | null
416346627 | Existing | 19733 | VACUUM | 11 kV | 630 | TNB | DISTRIBUTION |  |  | VMH12 | PPU KLCC (8) | 300061739 | WKLC/PCE/J00101/MB19733 | 19733 | CLOSED | HOTEL MANDARIN ORIENTAL KLCC | KUALA LUMPUR PUSAT | LKH | INST |  | Pass | null
378401542 | Existing |  | VACUUM | 33 kV | 0 | TNB | DISTRIBUTION | [7 empty] | CLOSED | SSU VENUS ASSET | KUALA LUMPUR PUSAT |  |  |  | Pass | null
377592455 | Existing | VCB11 | VACUUM | 11 kV | 630 | TNB | DISTRIBUTION |  | TAMCO | VK 10J 25D | CAP BANK SPARE | 300316078 | WKLC/PPU/G00027/NB11 | 11 | OPEN | PPU TASIK TAMBAHAN | KUALA LUMPUR PUSAT | TAMCO | INST |  | Pass | null
378148863 | Existing | 6L5 | VACUUM | 33 kV | 1 | TNB | DISTRIBUTION |  | TAMCO | VY 30M25D | SPARE | 300043856 | WKLC/PMU/G00001/MB6L5 | 6L5 | OPEN | PMU BRICKFIELD 132/33KV | KUALA LUMPUR PUSAT | TAMCO | INST |  | Pass | null
377304201 | Existing | VCB1 | VACUUM | 11 kV | 630 | TNB | DISTRIBUTION |  | TAMCO | VK 10J 20DT | BMW SHOWROOM | 300044891 | WKLC/PPU/G00031/NB1 | 1 | CLOSED | PPU YOW CHUAN PLAZA | KUALA LUMPUR PUSAT | TAMCO | INST |  | Pass | null
418227150 | Existing | 18376 | VACUUM | 11 kV | 630 | TNB | DISTRIBUTION |  |  | VMH12 | PPU AVENUE K CB10 | 300062134 | WKLC/PCE/J00177/MB18376 | 18376 | CLOSED | MEGAN PHILEO PROMENADE BLK E | KUALA LUMPUR PUSAT | LKH HSS | INST |  | Pass | null
415131057 | Existing | 15461 | VACUUM | 11 kV | 630 | TNB | DISTRIBUTION |  |  | VK10J20H | 11KV PENGGUNA | 300245894 | WKLC/PCE/J01363/MB15461 | 15461 | CLOSED | LRT JLN HANG TUAH | KUALA LUMPUR PUSAT | TAMCO | INST |  | Pass | null
415131690 | Existing | 50434 | VACUUM | 11 kV | 630 | TNB | DISTRIBUTION |  |  | VK10J20H | P/E LOT 329 JLN GALLOWAY | 311302187 | WKLC/PCE/J01781/MB50434 | 50434 | CLOSED | SSU Robertson Residence No. 1 | KUALA LUMPUR PUSAT | TAMCO | INST | YTBC | Pass | null
417506514 | Existing | 36219 | VACUUM | 11 kV | 800 | TNB | DISTRIBUTION |  |  | HV-12 | TX 2 | 311297326 | WKLC/PCE/J01425/MB36219 | 36219 | CLOSED | TESCO KG. PANDAN | KUALA LUMPUR PUSAT | TOPRANK | INST | YTBC | Pass | null
412744400 | Existing | 51537 | VACUUM | 11 kV | 630 | TNB | DISTRIBUTION |  |  | VK10J20H | SPARE | 311406564 | WKLC/PCE/J01801/MB51537 | 51537 | OPEN | SSU DESA BUSINESS SUITES | KUALA LUMPUR SELATAN | TAMCO | INST | YTBC | Fail | Please check "Operational Area"
417652337 | Existing | 2998 | VACUUM | 11 kV | 630 | TNB | DISTRIBUTION |  |  | VFT12 | PADAT RESTORAN 2 TKT JLN BARAT | 10000983 | WKLC/PCE/J00012/MB2998 | 29998 | CLOSED | PE SHANGHAI CITY JALAN | KUALA LUMPUR PUSAT | EPE | INST |  | Pass | null
417480134 | Existing | 28209 | VACUUM | 11 kV | 630 | TNB | DISTRIBUTION |  |  | VK10J20H | TX1 | 300064112 | WKLC/PCE/J00537/MB28209 | 28209 | CLOSED | PERSATUAN SOKA GAKKAI MALAYSIA BKT BINTA | KUALA LUMPUR PUSAT | TAMCO | INST |  | Pass | null
418063853 | Existing | 11735 | VACUUM | 11 kV | 630 | TNB | DISTRIBUTION |  |  | VFT-12 | WISMA METHODIST | 300244906 | WKLC/PCE/J01018/MB11735 | 11735 | CLOSED | MENARA WESLEY CHURCH | KUALA LUMPUR PUSAT | EPE | INST |  | Pass | null
416347157 | Existing | 48640 | VACUUM | 11 kV | 630 | TNB | DISTRIBUTION |  |  | 3AH5 104-2 | PU MBF | 311279532 | WKLC/PCE/J01666/MB48640 | 48640 | CLOSED | PE LE NOUVEL KLCC JLN AMPANG | KUALA LUMPUR PUSAT | ITEM | INST | YTBC | Pass | null
411997953 | Existing | 1799 | VACUUM | 11 kV | 630 | TNB | DISTRIBUTION |  |  | VK10J20H | PLAZA JLN SHELLEY | 300062925 | WKLC/PCE/J00326/MB1799 | 1799 | CLOSED | JLN PEEL | KUALA LUMPUR PUSAT | TAMCO | INST |  | Pass | null
377695111 | Existing | VCB7 | VACUUM | 11 kV | 2 | TNB | DISTRIBUTION |  | EPE | VFT-12D | BUS COUPLER | 300043943 | WKLC/PMU/G00005/NB7 | 7 | CLOSED | PMU KLCC 132/33/11KV | KUALA LUMPUR PUSAT | EPE | INST |  | Pass | null
416759466 | Existing | 45856 | VACUUM | 11 kV | 630 | TNB | DISTRIBUTION |  |  | 8BK-88E A1 | P/E BUNSFIELDS RESIDENCE | 311279573 | WKLC/PCE/J01684/MB45856 | 45856 | CLOSED | SASTRA U-THANT LORONG AMPANG 2 | KUALA LUMPUR PUSAT | ITEM | INST | YTBC | Pass | null
377362457 | Existing | VCB30 | VACUUM | 11 kV | 2 | TNB | DISTRIBUTION |  | TAMCO | VK10P25D | BUS SECTION | 300044351 | WKLC/PPU/G00011/NB30 | 30 | CLOSED | PPU KEWALRAM | KUALA LUMPUR PUSAT | TAMCO | INST |  | Pass | null
411967135 | Existing | 21575 | VACUUM | 11 kV | 630 | TNB | DISTRIBUTION |  |  | VFT-12 | PPU JLN EMPAT CB12 | 311406685 | WKLC/PCE/J01224/MB21575 | 21575 | CLOSED | SS MAA JLN LAPANGAN TERBANG | KUALA LUMPUR SELATAN | EPE | INST | YTBC | Fail | Please check "Operational Area"
378316495 | Existing |  | VACUUM | 11 kV | 0 | TNB | DISTRIBUTION | [6 empty] | 50627 | CLOSED |  | KUALA LUMPUR PUSAT |  |  |  | Pass | null
419854926 | Existing | 2496 | VACUUM | 11 kV | 630 | TNB | DISTRIBUTION |  |  | 3AH5104-2 | AMPANG JAYA NO 2 | 300065097 | WKLC/PCE/J00708/MB2496 | 2496 | CLOSED | AMPANG JAYA NO 1 | KUALA LUMPUR PUSAT | ITEM | INST |  | Pass | null
376923327 | Existing | 1S5 | VACUUM | 33 kV | 1 | TNB | DISTRIBUTION |  | ABB | VD4X 3612-31 | 1S5 - INCOMER NO 1 | 300285629 | WKLC/SSU/G00005/MB1S5 | 1S5 | CLOSED | SSU SMART TUNNEL | KUALA LUMPUR PUSAT |  | INST |  | Pass | null
403370277 | Existing | 15219 | VACUUM | 11 kV | 630 | TNB | DISTRIBUTION |  |  | VK10J20H | TX 2 | 300065675 | WKLC/PCE/J00817/MB15219 | 15219 | CLOSED | P/PURI ATHENAEUM | KUALA LUMPUR TIMUR | TAMCO | INST |  | Fail | Please check "Operational Area"
418523334 | Existing | 7955 | VACUUM | 11 kV | 630 | TNB | DISTRIBUTION |  |  | VK-10J20H | TMN AHMAD RAZALI NO 2 | 300064748 | WKLC/PCE/J00647/MB7955 | 7955 | CLOSED | TAMAN AHMAD RAZALI NO.1 | KUALA LUMPUR PUSAT | TOSHIBA | INST |  | Pass | null
416681209 | Existing | 14492 | VACUUM | 11 kV | 630 | TNB | DISTRIBUTION |  |  | UNIVAC 12 | PPU UNION SQ | 10000548 | WKLC/PCE/J00089/MB14492 | 14492 | CLOSED | BSN NO.2 | KUALA LUMPUR PUSAT | UNIVAC | INST |  | Pass | null
415745363 | Existing | 19875 | VACUUM | 11 kV | 630 | TNB | DISTRIBUTION |  |  | VMH12 | 11KV CONSUMER | 10000579 | WKLC/PCE/J00004/MB19875 | 19875 | CLOSED | HOTEL OPTIMA JAYA | KUALA LUMPUR PUSAT | LKH | INST |  | Pass | null
419231817 | Existing | 1844 | VACUUM | 11 kV | 630 | TNB | DISTRIBUTION |  |  | VK 10J20H | SALOMA BISTRO JALAN AMPANG | 300244832 | WKLC/PCE/J00022/MB4 | 1844 | CLOSED | BANK SIMPANAN NASIONAL | KUALA LUMPUR PUSAT | TAMCO | INST |  | Pass | null
377692998 | Existing | VCB31 | VACUUM | 11 kV | 2 | TNB | DISTRIBUTION |  | EPE | VFT12D | 30MVA TX 1 | 300043967 | WKLC/PMU/G00006/NB31 | 31 | CLOSED | PMU MID VALLEY 132/33/11KV | KUALA LUMPUR PUSAT | EPE | INST |  | Pass | null
417480664 | Existing |  | VACUUM | 11 kV | 0 | TNB | DISTRIBUTION |  |  |  |  | 311546551 | WKLC/PCE/J01889/MB52549 | 52549 | CLOSED | SSU MENARA PRUDENTIAL 2 | KUALA LUMPUR PUSAT | TOSHIBA | INST | YTBC | Pass | null
417480600 | Existing | 50298 | VACUUM | 11 kV | 630 | TNB | DISTRIBUTION |  |  | 8BK-88 | MSB CONSUMER LAND | 311297248 | WKLC/PCE/J01779/MB50298 | 50298 | CLOSED | SSU TRIBECA JLN IMBI | KUALA LUMPUR PUSAT | ITEM | INST | YTBC | Pass | null
418648671 | Existing | 11109 | VACUUM | 11 kV | 630 | TNB | DISTRIBUTION |  |  | VFT-12 | 11KV CONSUMER | 10000582 | WKLC/PCE/J00569/MB11109 | 11109 | CLOSED | MENARA PINANG | KUALA LUMPUR PUSAT | EPE | INST |  | Pass | null
377588813 | Existing | 2P5 | VACUUM | 33 kV | 1 | TNB | DISTRIBUTION |  | TAMCO | VY-30M 25D | PMU TITIWANGSA | 300044618 | WKLC/PPU/G00021/MB2P5 | 2P5 | CLOSED | PPU PHILEO | KUALA LUMPUR PUSAT | TAMCO | INST |  | Pass | null
417969409 | Existing | 11114 | VACUUM | 11 kV | 630 | TNB | DISTRIBUTION |  |  | VK10J20H | MID POINT SHOPPING COM | 300061935 | WKLC/PCE/J00138/MB11114 | 11114 | CLOSED | PANDAN INDAH NO.8 | KUALA LUMPUR PUSAT | TAMCO | INST |  | Pass | null
377950543 | Existing | VCB2 | VACUUM | 11 kV | 630 | TNB | DISTRIBUTION |  | TAMCO | VK 10J25H | P/E BEVERLY TOWER | 310105004 | WKLC/PPU/G00046/NB2 | 2 | CLOSED | PPU GRAND HYATT | KUALA LUMPUR PUSAT | TAMCO | INST | YTBC | Pass | null
417794290 | Existing | 45239 | VACUUM | 11 kV | 630 | TNB | DISTRIBUTION |  |  | 3AH5103-1 | BUS-SECTION | 311406954 | WKLC/PCE/J01692/MB45239 | 45239 | CLOSED | AMAYA | KUALA LUMPUR PUSAT | ITEM | INST | YTBC | Pass | null
377950575 | Existing | VCB8 | VACUUM | 11 kV | 630 | TNB | DISTRIBUTION |  | TAMCO | VK 10J25H | PE 6 KIA PENG | 310105014 | WKLC/PPU/G00046/NB8 | 8 | CLOSED | PPU GRAND HYATT | KUALA LUMPUR PUSAT | TAMCO | INST | YTBC | Pass | null
417939352 | Existing | 35328 | VACUUM | 11 kV | 630 | TNB | DISTRIBUTION |  |  | VK10J20H | SPARE | 300245866 | WKLC/PCE/J01357/MB35328 | 35328 | CLOSED | TMN DAGANG PERMAI NO.1 | KUALA LUMPUR PUSAT | TAMCO | INST |  | Pass | null
418893262 | Existing | 18362 | VACUUM | 11 kV | 630 | TNB | DISTRIBUTION |  |  | N/A | TX 2 | 10001068 | WKLC/PCE/J00176/MB18362 | 18391 | OPEN | MEGAN PHILEO PROMENADE BLK D | KUALA LUMPUR PUSAT | EPE | INST |  | Pass | null
420842343 | Existing | 1451 | VACUUM | 11 kV | 630 | TNB | DISTRIBUTION |  |  | VK 10J20H | TRANSFORMER 1 | 300244791 | WKLC/PCE/J01262/MB14651 | 14651 | CLOSED | BKT ROBSON KONDO B | KUALA LUMPUR PUSAT | TAMCO | INST |  | Pass | null
418279390 | Existing | 4814 | VACUUM | 11 kV | 630 | TNB | DISTRIBUTION |  |  | 12A20 | PPU RODGER STREET | 300245345 | WKLC/PCE/J01249/MB4814 | 4814 | CLOSED | HONG KONG & SHANGHAI BANK | KUALA LUMPUR PUSAT | EPE | INST |  | Pass | null
416832096 | Existing | 12547 | VACUUM | 11 kV | 800 | TNB | DISTRIBUTION |  |  | HV-12 | TX | 300064183 | WKLC/PCE/J00550/MB12547 | 12547 | CLOSED | WISMA INAI | KUALA LUMPUR PUSAT | TOSHIBA | INST |  | Pass | null
411787811 | Existing | 48211 | VACUUM | 11 kV | 630 | TNB | DISTRIBUTION |  |  | VFT12 12A20 | LOOPING | 300537165 | WKLC/PCE/J01667/MB5 | 48211 | CLOSED | G RESIDENCE DESA PANDAN | Unknown | EPE | INST | YTBC | Fail | Please check "Operational Area"
419120166 | Existing | 19748 | VACUUM | 11 kV | 630 | TNB | DISTRIBUTION |  |  | 8BK-88 A1 | LEMBAH MAJU NO 3 | 300062265 | WKLC/PCE/J00199/MB19748 | 19748 | CLOSED | LEMBAH MAJU APARTMENT NO.2 JLN MAJU 2/1 | KUALA LUMPUR PUSAT | ITEM | INST |  | Pass | null
54986278 | Existing | 4P5 | VACUUM | 33 kV | 1 | TNB | DISTRIBUTION |  | ITEM | 8DB 10 | 4P5 - | 300454796 | WKLC/PPU/G00041/MB4P5 | 4P5 | OPEN | PPU SG PURUN | KUALA LUMPUR PUSAT | ITEM | INST |  | Pass | null
411348521 | Existing | 20849 | VACUUM | 11 kV | 630 | TNB | DISTRIBUTION |  |  | UNIVAC 12 | NO NAME | 300245104 | WKLC/PCE/J00960/MB20849 | 20843 | CLOSED | HOTEL IMPIANA JLN CHENG LOCK | KUALA LUMPUR PUSAT | UNIVAC | INST |  | Pass | null
377520255 | Existing | VCB6 | VACUUM | 11 kV | 630 | TNB | DISTRIBUTION |  | TAMCO | VK 10J 20D | SSU GLANEAGLES JALAN AMPANG | 300044211 | WKLC/PPU/G00006/NB6 | 6 | CLOSED | PPU GREAT EASTERN | KUALA LUMPUR PUSAT |  | INST |  | Pass | null
412272310 | Existing | 15880 | VACUUM | 11 kV | 630 | TNB | DISTRIBUTION |  |  | VK 10J20H | 11KV CONSUMER | 300061917 | WKLC/PCE/J00135/MB15880 | 15880 | CLOSED | FAIR LANE HOTEL | KUALA LUMPUR PUSAT | TAMCO | INST |  | Pass | null
417144961 | Existing | 6518 | VACUUM | 11 kV | 630 | TNB | DISTRIBUTION |  |  | 3AH5 104-2 | PERSIMPANGAN BERTINGKAT AMPG | 300064289 | WKLC/PCE/J00570/MB6518 | 6518 | OPEN | KUDA LARI KONDO | KUALA LUMPUR PUSAT | ITEM | INST |  | Pass | null
418458919 | Existing | 49748 | VACUUM | 11 kV | 630 | TNB | DISTRIBUTION |  |  | VK10J20H | PPU WARISAN TRADISI CB 5 | 311297297 | WKLC/PCE/J01739/MB49748 | 49748 | CLOSED | SSU SUNWAY VELOCITY MALL 1 | KUALA LUMPUR PUSAT | TAMCO | INST | YTBC | Pass | null
416595799 | Existing | 49256 | VACUUM | 11 kV | 630 | TNB | DISTRIBUTION |  |  | N/A | LOOPING | 300537646 | WKLC/PCE/J01726/MB3 | 49256 | CLOSED | SSU BANYAN TREE SIGNATURE JLN CONLAY | KUALA LUMPUR PUSAT | TAMCO | INST | YTBC | Pass | null
417046342 | Proposed |  | VACUUM | 11 kV | 0 | TNB | DISTRIBUTION | [7 empty] | CLOSED |  | KUALA LUMPUR PUSAT |  |  |  | Fail | Please check "Status"
377979832 | Existing |  | VACUUM | 33 kV | 0 | TNB | DISTRIBUTION | [6 empty] | 3S5 | CLOSED | SSU DCC(KLCC) | KUALA LUMPUR PUSAT |  |  |  | Pass | null
377396209 | Existing |  | VACUUM | 11 kV | 0 | TNB | DISTRIBUTION | [6 empty] | 13 | CLOSED | PPU KLCC | KUALA LUMPUR PUSAT |  |  |  | Pass | null
378147539 | Existing |  | VACUUM | 33 kV | 0 | TNB | DISTRIBUTION | [6 empty] | 1HO | CLOSED | PPU KL ECO CITY NO 2 | KUALA LUMPUR PUSAT |  |  |  | Pass | null
378149029 | Existing | 1WO | VACUUM | 33 kV | 2 | TNB | DISTRIBUTION |  | TAMCO | VY 30P25D | BUS COUPLER | 300043851 | WKLC/PMU/G00001/MB1WO | 1WO | CLOSED | PMU BRICKFIELD 132/33KV | KUALA LUMPUR PUSAT | TAMCO | INST |  | Pass | null
418447086 | Existing | 39076 | VACUUM | 11 kV | 630 | TNB | DISTRIBUTION |  |  | VK 10J20H | SPARE | 300286718 | WKLC/PCE/J01539/MB39076 | 39076 | OPEN | SSU BLOK B ONE RESIDENCY JALAN NAGASARI | KUALA LUMPUR PUSAT | TAMCO | INST |  | Pass | null
416995194 | Existing | 7658 | VACUUM | 11 kV | 630 | TNB | DISTRIBUTION |  |  | VBH-124-40 | P/UTAMA UBN | 300062748 | WKLC/PCE/J00289/MB7658 | 7658 | CLOSED | UBN TOWER | KUALA LUMPUR PUSAT | AICHI | INST |  | Pass | null
419197655 | Existing | 11775 | VACUUM | 11 kV | 630 | TNB | DISTRIBUTION |  |  | 3AH5 104-2 | 11KV CONSUMER | 10000555 | WKLC/PCE/J00546/MB11775 | 11775 | CLOSED | KHOO LIN COURT | KUALA LUMPUR PUSAT | ITEM | INST |  | Pass | null
415603548 | Existing | 18700 | VACUUM | 11 kV | 630 | TNB | DISTRIBUTION |  |  | VMH 12 | PPU JALAN PUDU CB6 | 300244629 | WKLC/PCE/J01287/MB18700 | 18700 | CLOSED | KENANGA POINT APARTMENT | KUALA LUMPUR PUSAT | LKH | INST |  | Pass | null
411730474 | Existing | 20512 | VACUUM | 11 kV | 630 | TNB | DISTRIBUTION |  |  | 3AH5 103-2 | CAHAYA NO 2JEBCON | 300064851 | WKLC/PCE/J00663/MB20512 | 20507 | OPEN | TAMAN CAHAYA APARTMENT NO.1 | KUALA LUMPUR PUSAT | ITEM | INST |  | Pass | null
377962262 | Existing | 7S5 | VACUUM | 33 kV | 1 | TNB | DISTRIBUTION |  | TAMCO | GV 30M 25 | PMU IMBI (11L5) | 300348016 | WKLC/SSU/G00012/MB7S5 | 7S5 | OPEN | SSU MRT COCHRANE | KUALA LUMPUR PUSAT | TAMCO | INST |  | Pass | null
382789182 | Existing |  |  | 11 kV | 0 | TNB | DISTRIBUTION | [7 empty] | CLOSED |  | KUALA LUMPUR |  |  |  | Fail | Please check "Operational Area"
412177941 | Existing | 40571 | VACUUM | 11 kV | 630 | TNB | DISTRIBUTION |  |  | VFT 12 | P/E PADAT MONORAIL KL SENTRAL | 300284414 | WKLC/PCE/J01499/MB40571 | 40571 | CLOSED | HOTEL SENTRAL JLN THAMBIPILLAI B/FIELDS | KUALA LUMPUR PUSAT | EPE | INST |  | Pass | null
409119641 | Existing | 3L5 | VACUUM | 33 kV | 1 | TNB | DISTRIBUTION |  |  | GV 30M 25D | SPARE | 311162446 | WKLS/PMU/G00007/MB3L5 | 3L5 | CLOSED | PMU SUN CITY | KUALA LUMPUR PUSAT | TAMCO | INST | YTBC | Pass | null
409120498 | Existing |  | VACUUM | 11 kV | 0 | TNB | DISTRIBUTION | [6 empty] | 9 | OPEN | PPU SUNCITY D-PZW-S14-9157 | KUALA LUMPUR PUSAT |  |  |  | Pass | null
409120370 | Existing |  | VACUUM | 33 kV | 0 | TNB | DISTRIBUTION | [6 empty] | 2P5 | CLOSED | PPU SUNCITY D-PZW-S14-9157 | KUALA LUMPUR PUSAT |  |  |  | Pass | null
416457889 | Existing | 6512 | VACUUM | 11 kV | 630 | TNB | DISTRIBUTION |  |  | VK10J20H | 11KV CONSUMER | 300244747 | WKLC/PCE/J01286/MB6512 | 6512 | CLOSED | POLIS HQ JLN SHAW | KUALA LUMPUR PUSAT | TAMCO | INST |  | Pass | null
377303458 | Existing | VCB12 | VACUUM | 11 kV | 630 | TNB | DISTRIBUTION |  | TAMCO | VK 10J 20D | SSU BERJAYA PARK JLN AMPANG | 300044867 | WKLC/PPU/G00030/NB12 | 12 | CLOSED | PPU UNION SQUARE | KUALA LUMPUR PUSAT | TAMCO | INST |  | Pass | null
417535852 | Existing | 16661 | VACUUM | 11 kV | 630 | TNB | DISTRIBUTION |  |  | VFT12 | TX2 | 300061795 | WKLC/PCE/J00110/MB16661 | 16661 | CLOSED | P/PURI EMERALD BKT INDAH | KUALA LUMPUR PUSAT | EPE | INST |  | Pass | null
405256426 | Existing | 40536 | VACUUM | 11 kV | 630 | TNB | DISTRIBUTION |  |  | VFT-12-106 | U/UDARA SG BESI 2 J LPG TRBG | 311406677 | WKLC/PCE/J01417/MB40536 | 40536 | OPEN | KUARTERS TUDM JLN LAPANGAN TERBANG LAMA | KUALA LUMPUR PUSAT | EPE | INST | YTBC | Pass | null
377556934 | Existing | VCB16 | VACUUM | 11 kV | 1 | TNB | DISTRIBUTION |  | TAMCO | VK 10M 20D | LOCAL TX | 300044599 | WKLC/PPU/G00020/NB16 | 16 | CLOSED | PPU PANDAN JAYA | KUALA LUMPUR PUSAT | TAMCO | INST |  | Pass | null
377361357 | Existing | 2HO | VACUUM | 33 kV | 1 | TNB | DISTRIBUTION |  | ITEM | 8DB 10 | 15 MVA TX2 | 300044368 | WKLC/PPU/G00012/MB96 | 2HO | CLOSED | PPU KL TOWN | KUALA LUMPUR PUSAT |  | INST |  | Pass | null
377362118 | Existing | VCB10 | VACUUM | 11 kV | 630 | TNB | DISTRIBUTION |  | TAMCO | VK 10J 20D | 11KV NO 2 WISMA KEWALRAM | 300044343 | WKLC/PPU/G00011/NB10 | 10 | CLOSED | PPU KEWALRAM | KUALA LUMPUR PUSAT | TAMCO | INST |  | Pass | null
416183297 | Existing | 2412 | VACUUM | 11 kV | 630 | TNB | DISTRIBUTION |  |  | BVP.17 | BKT NANAS | 300064085 | WKLC/PCE/J00532/MB2412 | 2412 | CLOSED | TELEKOM HQ | KUALA LUMPUR PUSAT | ASS. ELECTRICAL INDUSTRIES LTD | INST |  | Pass | null
417522970 | Existing | 17706 | VACUUM | 11 kV | 630 | TNB | DISTRIBUTION |  |  | VMH12 | TRANSFORMER 2 | 300244612 | WKLC/PCE/J01311/MB17706 | 17706 | CLOSED | KONDO LE CHATEAU | KUALA LUMPUR PUSAT | LKH | INST |  | Pass | null
418643730 | Existing | 4401 | VACUUM | 11 kV | 630 | TNB | DISTRIBUTION |  |  | HICLAD 12A20 | PE PDT SHAW PLAZA | 300062861 | WKLC/PCE/J00313/MB4401 | 4401 | CLOSED | PE SHAW COMPLEX | KUALA LUMPUR PUSAT | EPE | INST |  | Pass | null
400837455 | Existing | 15970 | VACUUM | 11 kV | 630 | TNB | DISTRIBUTION |  |  | VK10J20H | TX 2 | 300064736 | WKLC/PCE/J00645/MB15970 | 15970 | CLOSED | PE PUST PRUBTAN GLENEAGLES INTAN | KUALA LUMPUR TIMUR | TAMCO | INST |  | Fail | Please check "Operational Area"
417505688 | Existing | 50904 | VACUUM | 11 kV | 630 | TNB | DISTRIBUTION |  |  | VK10J20H | PE PDT 11KV SEMENTARA CONSUMER | 311297194 | WKLC/PCE/J01790/MB50904 | 50904 | CLOSED | SSU PANDAN MAS JLN D'LAPAN | KUALA LUMPUR PUSAT | TAMCO | INST | YTBC | Pass | null
417506481 | Existing | 36222 | VACUUM | 11 kV | 800 | TNB | DISTRIBUTION |  |  | HV-12 | STESEN SUIS TNBT KG PANDAN | 311297329 | WKLC/PCE/J01425/MB36222 | 36222 | CLOSED | TESCO KG. PANDAN | KUALA LUMPUR PUSAT | TOPRANK | INST | YTBC | Pass | null
378160083 | Existing | VCB1 | VACUUM | 11 kV | 630 | TNB | DISTRIBUTION |  | EPE | VFT-12 | VCB1-P/E TELEKOM TMN PUTRA | 310104925 | WKLC/PPU/G00043/NB14 | 14 | OPEN | PPU BANGUNAN MAS BARU | KUALA LUMPUR PUSAT |  |  |  | Pass | null
418761971 | Existing | 31297 | VACUUM | 11 kV | 630 | TNB | DISTRIBUTION |  |  | UNIVAC 12 | SABAH REALTY | 10000534 | WKLC/PCE/J00508/MB31297 | 31297 | CLOSED | WISMA AIA JALAN AMPANG | KUALA LUMPUR PUSAT | UNIVAC SWITCHGEAR | INST |  | Pass | null
417480133 | Existing | 28210 | VACUUM | 11 kV | 630 | TNB | DISTRIBUTION |  |  | VK10J20H | BKT BTG JLN TUN RAZAK | 300064113 | WKLC/PCE/J00537/MB28210 | 28210 | CLOSED | PERSATUAN SOKA GAKKAI MALAYSIA BKT BINTA | KUALA LUMPUR PUSAT | TAMCO | INST |  | Pass | null
411743210 | Existing | 35341 | VACUUM | 11 kV | 630 | TNB | DISTRIBUTION |  |  | VK10J25H | RUMAH PAM JALAN KERJA AIR LAMA | 300244723 | WKLC/PCE/J01144/MB35341 | 35341 | CLOSED | PETRONAS JALAN MAMANDA 10 | KUALA LUMPUR PUSAT | TAMCO | INST |  | Pass | null
412327466 | Existing | 36422 | VACUUM | 11 kV | 800 | TNB | DISTRIBUTION |  |  | HV12 | P/E STOR POS MALAYSIA | 300284262 | WKLC/PCE/J01490/MB36422 | 36422 | CLOSED | UNITED ENGINEERS NO.2 | KUALA LUMPUR PUSAT | TOPRANK | INST |  | Pass | null
402493830 | Existing | 7276 | VACUUM | 11 kV | 400 | TNB | DISTRIBUTION |  |  | VBH-124-40 | ULU KLANG NO 1 | 300065291 | WKLC/PCE/J00747/MB7276 | 7276 | CLOSED | UKAY HEIGHT CONDOMINIUM | KUALA LUMPUR TIMUR | AICHI | INST |  | Fail | Please check "Operational Area"
377695142 | Existing | VCB31 | VACUUM | 11 kV | 2 | TNB | DISTRIBUTION |  | EPE | VFT-12D | INCOMER NO1 | 300043937 | WKLC/PMU/G00005/NB31 | 31 | CLOSED | PMU KLCC 132/33/11KV | KUALA LUMPUR PUSAT | EPE | INST |  | Pass | null
415092651 | Existing | 46473 | VACUUM | 11 kV | 630 | TNB | DISTRIBUTION |  |  | 12A20 | PENGGUNA 11KV TWR 2 INC. NO.1 | 300450887 | WKLC/PCE/J01621/MB46473 | 46473 | CLOSED | SSU BANK RAKYAT JLN TRAVERS | KUALA LUMPUR PUSAT | EPE | INST |  | Pass | null
417128134 | Existing | 33789 | VACUUM | 11 kV | 630 | TNB | DISTRIBUTION |  |  | 12A20 | BUS SECTION | 300244868 | WKLC/PCE/J01155/MB33789 | 33789 | CLOSED | MENARA SEE HOY CHAN (JLN TUN RAZAK) | KUALA LUMPUR PUSAT | EPE | INST |  | Pass | null
377673354 | Existing | 2L5 | VACUUM | 33 kV | 1 | TNB | DISTRIBUTION |  | TAMCO | N/A | PPU ROYAL CENDANA | 300043982 | WKLC/PMU/G00007/MB2L5 | 2 | CLOSED | PMU PANDAN MAJU 132/33/11KV | KUALA LUMPUR PUSAT | TAMCO | INST |  | Pass | null
377364202 | Existing | VCB6 | VACUUM | 11 kV | 630 | TNB | DISTRIBUTION |  | TAMCO | VK-10J20D | KENANGA POINT APARTMENT | 300044269 | WKLC/PPU/G00008/NB6 | 6 | CLOSED | PPU JALAN PUDU | KUALA LUMPUR PUSAT |  | INST |  | Pass | null
377556735 | Existing | VCB2 | VACUUM | 11 kV | 630 | TNB | DISTRIBUTION |  | TAMCO | VK 10J 20D | TMN MALURI 18 | 300044600 | WKLC/PPU/G00020/NB2 | 2 | CLOSED | PPU PANDAN JAYA | KUALA LUMPUR PUSAT | TAMCO | INST |  | Pass | null
378316494 | Existing |  | VACUUM | 11 kV | 0 | TNB | DISTRIBUTION | [6 empty] | 50632 | CLOSED |  | KUALA LUMPUR PUSAT |  |  |  | Pass | null
419025715 | Existing | 11250 | VACUUM | 11 kV | 630 | TNB | DISTRIBUTION |  |  | VK10J25H | TX | 300063775 | WKLC/PCE/J00472/MB11250 | 11250 | CLOSED | PE CARDOGAN HOTEL (GMI) | KUALA LUMPUR PUSAT | TAMCO | INST |  | Pass | null
417635022 | Existing | 17713 | VACUUM | 11 kV | 630 | TNB | DISTRIBUTION |  |  | VMH12 | TRANSFORMER 2 | 300244615 | WKLC/PCE/J01089/MB17713 | 17713 | CLOSED | HOTEL MANDARIN COURT | KUALA LUMPUR PUSAT | LKH | INST |  | Pass | null
63372908 | Existing | VCB31 | VACUUM | 11 kV | 2 | TNB | DISTRIBUTION |  | TOSHIBA | VK-10P25D | INCOMER 1 | 300043885 | WKLC/PMU/G00002/NB31 | 31 | CLOSED | PMU BUKIT MAHKAMAH 132/33/11KV | KUALA LUMPUR PUSAT | TOSHIBA | INST |  | Pass | null
416660117 | Existing | 48646 | VACUUM | 11 kV | 630 | TNB | DISTRIBUTION |  |  | VK10J20H | LOOPING | 300537121 | WKLC/PCE/J01728/MB3 | 48646 | CLOSED | SSU MENARA PUBLIC BANK JALAN RAJA CHULAN | KUALA LUMPUR PUSAT | TAMCO | INST | YTBC | Pass | null
403370276 | Existing | 15220 | VACUUM | 11 kV | 630 | TNB | DISTRIBUTION |  |  | VK10J20H | BKT ANTARABANGSA NO 2 | 300065676 | WKLC/PCE/J00817/MB15220 | 15220 | CLOSED | P/PURI ATHENAEUM | KUALA LUMPUR TIMUR | TAMCO | INST |  | Fail | Please check "Operational Area"
418227679 | Existing | 51095 | VACUUM | 11 kV | 800 | TNB | DISTRIBUTION |  |  | HV-12 | ESCAFE | 311279535 | WKLC/PCE/J01808/MB51095 | 51095 | CLOSED | SSU MENARA TR 2 JLN AMPANG | KUALA LUMPUR PUSAT | TOSHIBA | INST | YTBC | Pass | null
416389199 | Existing | 8695 | VACUUM | 11 kV | 630 | TNB | DISTRIBUTION |  |  | VFT12 | FEEDER NO 2 | 300064225 | WKLC/PCE/J00556/MB8695 | 8695 | CLOSED | LEMBAGA URUSAN TABUNG HAJI | KUALA LUMPUR PUSAT | EPE | INST |  | Pass | null
377962570 | Existing |  | VACUUM | 33 kV | 0 | TNB | DISTRIBUTION | [5 empty] | WKLC/SSU/G00019/MB7 | 5S5 | CLOSED | SSU IB TOWER | KUALA LUMPUR PUSAT |  |  |  | Pass | null
412271619 | Existing | 4239 | VACUUM | 11 kV | 630 | TNB | DISTRIBUTION |  |  | VFT-12 | GLOBE SOURCE JALAN 1/77B | 300063730 | WKLC/PCE/J00464/MB4239 | 4239 | CLOSED | SUN COMPLEX | KUALA LUMPUR PUSAT | EPE | INST |  | Pass | null
412308022 | Existing | 45741 | VACUUM | 11 kV | 630 | TNB | DISTRIBUTION |  |  | 3AH5104-2 | WISMA BUDIMAN | 311302149 | WKLC/PCE/J01795/MB45741 | 45741 | CLOSED | APT SUASANA BKT CEYLON | KUALA LUMPUR PUSAT | ITEM | INST | YTBC | Pass | null
417479870 | Existing | 18483 | VACUUM | 11 kV | 630 | TNB | DISTRIBUTION |  |  | HV-12 | PENGGUNA 11KV | 300066065 | WKLC/PCE/J01365/MB18483 | 18483 | CLOSED | RITZ CARLTON HOTEL NO1 | KUALA LUMPUR PUSAT | TOSHIBA | INST |  | Pass | null
417480663 | Existing |  | VACUUM | 11 kV | 0 | TNB | DISTRIBUTION |  |  |  |  | 311554854 | WKLC/PCE/J01889/MB52483 | 52483 | CLOSED | SSU MENARA PRUDENTIAL 2 | KUALA LUMPUR PUSAT | TOSHIBA | INST | YTBC | Pass | null
377305151 | Existing | VCB2 | VACUUM | 11 kV | 630 | TNB | DISTRIBUTION |  | TAMCO | VK-10J20D | BLK D CONDO JLN1/16 PANDN INDH | 300046897 | WKLC/PPU/G00035/NB2 | 2 | CLOSED | PPU MPAJ | KUALA LUMPUR PUSAT | TAMCO | INST |  | Pass | null
411997753 | Existing | 519 | VACUUM | 11 kV | 630 | TNB | DISTRIBUTION |  |  | VK10J20H | TX | 300062928 | WKLC/PCE/J00326/MB519 | 519 | CLOSED | JLN PEEL | KUALA LUMPUR PUSAT | TAMCO | INST |  | Pass | null
377588972 | Existing | VCB17 | VACUUM | 11 kV | 630 | TNB | DISTRIBUTION |  | TAMCO | VK 10J 25D | PE 328 JTR | 300316670 | WKLC/PPU/G00021/NB17 | 17 | CLOSED | PPU PHILEO | KUALA LUMPUR PUSAT | TAMCO | INST |  | Pass | null
417969632 | Existing | 13824 | VACUUM | 11 kV | 630 | TNB | DISTRIBUTION |  |  | VK10J20H | PANDAN INDAH 8 | 300061563 | WKLC/PCE/J00069/MB13824 | 13824 | CLOSED | MID POINT COMPLEX PLAZA PANDAN INDAH | KUALA LUMPUR PUSAT | TAMCO | INST |  | Pass | null
416019950 | Existing | 37370 | VACUUM | 11 kV | 630 | TNB | DISTRIBUTION |  |  | VK10J20H | PMU KLCC 4 | 300284070 | WKLC/PCE/J01486/MB37370 | 37370 | CLOSED | BEVERLY TOWER JLN PINANG | KUALA LUMPUR PUSAT | TAMCO | INST |  | Pass | null
377364572 | Existing | VCB8 | VACUUM | 33 kV | 630 | TNB | DISTRIBUTION |  | TAMCO | VK-10J20DT | VCB8-WISMA BOUSTEAN | 300044243 | WKLC/PPU/G00007/NB8 | 8 | CLOSED | PPU HOTEL ISTANA | KUALA LUMPUR PUSAT | TAMCO | INST |  | Pass | null
412143704 | Existing | 6451 | VACUUM | 11 kV | 630 | TNB | DISTRIBUTION |  |  | SBV-4 TYPE A1 | BGN CHAN CHIN MOI | 300245189 | WKLC/PCE/J01062/MB6451 | 6451 | OPEN | WISMA SEGAR(BRICKFIELD) | KUALA LUMPUR PUSAT | ALTENA | INST |  | Pass | null
417939351 | Existing | 35326 | VACUUM | 11 kV | 630 | TNB | DISTRIBUTION |  |  | VK10J25H | TAMAN DAGANG JAYA NO 1 | 300245864 | WKLC/PCE/J01357/MB35326 | 35326 | CLOSED | TMN DAGANG PERMAI NO.1 | KUALA LUMPUR PUSAT | TAMCO | INST |  | Pass | null
420842342 | Existing | 1450 | VACUUM | 11 kV | 630 | TNB | DISTRIBUTION |  |  | VK 10J20H | CONDO BKT ROBSON PERSIARAN SY | 300244790 | WKLC/PCE/J01262/MB14650 | 14650 | CLOSED | BKT ROBSON KONDO B | KUALA LUMPUR PUSAT | TAMCO | INST |  | Pass | null
417999469 | Existing |  | VACUUM | 11 kV | 0 | TNB | DISTRIBUTION | [6 empty] | 6 | CLOSED | PPU BANDAR BARU AMPANG D-WKL-S04-9079 | KUALA LUMPUR PUSAT |  |  |  | Pass | null
54986277 | Existing | 2P5 | VACUUM | 33 kV | 1 | TNB | DISTRIBUTION |  | ITEM | 8DB 10 | 2P5 - | 300454795 | WKLC/PPU/G00041/MB2P5 | 2P5 | OPEN | PPU SG PURUN | KUALA LUMPUR PUSAT | ITEM | INST |  | Pass | null
411348680 | Existing | 18154 | VACUUM | 11 kV | 630 | TNB | DISTRIBUTION |  |  | VMH12 | 11KV CONSUMER | 300061660 | WKLC/PCE/J00088/MB18154 | 18154 | CLOSED | IBU PEJABAT BSKL PERS MAYBANK | KUALA LUMPUR PUSAT | LKH | INST |  | Pass | null
416003141 | Existing | 358 | VACUUM | 11 kV | 400 | TNB | DISTRIBUTION |  |  |  | PADAT JLN U-THANT | 311279584 | WKLC/PCE/J00575/MB358 | 358 | CLOSED | JLN FREEMAN | KUALA LUMPUR PUSAT | FERGUSON PAILIN LTD | INST | YTBC | Pass | null
417278072 | Existing | 31318 | VACUUM | 11 kV | 630 | TNB | DISTRIBUTION |  |  | VK10J25H | PANDAN COURT NO 2 JLN PANDAN M | 300244700 | WKLC/PCE/J01179/MB31318 | 31318 | CLOSED | SSU HOSPITAL AMPANG A | KUALA LUMPUR PUSAT | TAMCO | INST |  | Pass | null
419597344 | Existing |  | VACUUM | 11 kV | 0 | TNB | DISTRIBUTION |  |  | 8BK-88E A1 |  | 311561376 | WKLC/PCE/J01898/MB2 | 52515 | CLOSED | PE MENARA M101 JALAN BABA | KUALA LUMPUR PUSAT | ITEM INDUSTRIAL ENGINEERING | INST | YTBC | Pass | null
377376590 | Existing | VCB13 | VACUUM | 11 kV | 630 | TNB | DISTRIBUTION |  | EPE | VFT-12-106 | MENARA W/WIDE JLN BKT BINTANG | 300286599 | WKLC/PPU/G00034/NB13 | 13 | CLOSED | PPU ROYAL CENDANA | KUALA LUMPUR PUSAT | EPE | INST |  | Pass | null
377376622 | Existing | VCB9 | VACUUM | 11 kV | 630 | TNB | DISTRIBUTION |  | EPE | VFT-12-106 | P/E LOT 288 JLN BKT BINTANG | 300286601 | WKLC/PPU/G00034/NB9 | 9 | CLOSED | PPU ROYAL CENDANA | KUALA LUMPUR PUSAT | EPE | INST |  | Pass | null
417999441 | Existing | 2BS | VACUUM | 33 kV | 2 | TNB | DISTRIBUTION |  |  |  | BUS TIE NO.2 | 311759023 | WKLC/PPU/G00048/MB5 | 2BS | CLOSED | PPU BANDAR BARU AMPANG D-WKL-S04-9079 | KUALA LUMPUR PUSAT | ITEM | INST | YTBC | Pass | null
417961761 | Existing | 35559 | VACUUM | 11 kV | 630 | TNB | DISTRIBUTION |  |  | VK10J25H | TX1 | 300245764 | WKLC/PCE/J01329/MB35559 | 35559 | CLOSED | PANGSAPURI LOT IDS RINGAN | KUALA LUMPUR PUSAT | TAMCO | INST |  | Pass | null
417093844 | Existing | 12716 | VACUUM | 11 kV | 630 | TNB | DISTRIBUTION |  |  | VK 10J20H | TX | 300063919 | WKLC/PCE/J00500/MB12716 | 12716 | CLOSED | MENARA IMC | KUALA LUMPUR PUSAT | TAMCO | INST |  | Pass | null
377396809 | Existing | VCB12 | VACUUM | 11 kV | 630 | TNB | DISTRIBUTION |  | ABB | VD4E 1206 P 20 | GMI HOTEL | 300044432 | WKLC/PPU/G00014/NB12 | 12 | CLOSED | PPU LOW YATT | KUALA LUMPUR PUSAT | ABB | INST |  | Pass | null
417930847 | Existing | VCB1 | VACUUM | 11 kV | 630 | TNB | DISTRIBUTION |  |  | GV3 | VCB 1 - SSU 3A ECO CITY | 311754116 | WKLC/PPU/G00051/NB8 | 8 | OPEN | PPU TRX CITY NO.1 D-PZW-S17-9277 | KUALA LUMPUR PUSAT | TAMCO | INST | YTBC | Pass | null
377592386 | Existing | VCB3 | VACUUM | 11 kV | 630 | TNB | DISTRIBUTION |  | TAMCO | VK 10J 20D | PDT JLN DAGANG 20 DAGANG JAYA | 300044793 | WKLC/PPU/G00027/NB3 | 3 | CLOSED | PPU TASIK TAMBAHAN | KUALA LUMPUR PUSAT | TAMCO | INST |  | Pass | null
377591561 | Existing | 1HO | VACUUM | 33 kV | 1 | TNB | DISTRIBUTION |  | TAMCO | 30M25D | 1HO - 30 MVA TX 1 | 300044754 | WKLC/PPU/G00026/MB1HO | 1HO | CLOSED | PPU TAMAN KOSAS | KUALA LUMPUR PUSAT | TAMCO | INST |  | Pass | null
377951897 | Existing | VCB4 | VACUUM | 11 kV | 630 | TNB | DISTRIBUTION |  | ITEM | 8BK88 K04 | P/E WISMA KFC | 300451610 | WKLC/PPU/G00039/NB4 | 4 | CLOSED | PPU ST MARY | KUALA LUMPUR PUSAT | ITEM | INST |  | Pass | null
377951801 | Existing | VCB5 | VACUUM | 11 kV | 630 | TNB | DISTRIBUTION |  | ITEM | 8BK88 KT05 | P/E ARAB MALAYSIA BANK | 300451611 | WKLC/PPU/G00039/NB5 | 5 | CLOSED | PPU ST MARY | KUALA LUMPUR PUSAT | ITEM | INST |  | Pass | null
412229248 | Existing | 28311 | VACUUM | 11 kV | 630 | TNB | DISTRIBUTION |  |  | N/A | TRANSFORMER 2 - DIRECT TO CONS | 300245084 | WKLC/PCE/J01077/MB28311 | 28311 | CLOSED | P/PURI JLN TMN SEPUTEH OFF JLN SYED PUTR | KUALA LUMPUR PUSAT | GEC | INST |  | Pass | null
377301249 | Existing | 2S5 | VACUUM | 33 kV | 1 | TNB | DISTRIBUTION |  | ITEM | 8DB 10 | 2S5 - THE GARDEN CONS NO.2 | 300285636 | WKLC/SSU/G00008/MB2S5 | 2S5 | CLOSED | SSU THE GARDEN | KUALA LUMPUR PUSAT | ITEM | INST |  | Pass | null
416840308 | Existing | 12719 | VACUUM | 11 kV | 630 | TNB | DISTRIBUTION |  |  | VK10J20H | TX1 | 300065170 | WKLC/PCE/J00722/MB12719 | 12719 | CLOSED | BKT INDAH NO.4 | KUALA LUMPUR PUSAT | TAMCO | INST |  | Pass | null
418893759 | Existing | 18384 | VACUUM | 11 kV | 630 | TNB | DISTRIBUTION |  |  | VK10J20H | TX1 | 300061293 | WKLC/PCE/J00019/MB18384 | 18384 | CLOSED | MEGAN PHILEO PROMENADE BLK A | KUALA LUMPUR PUSAT | TAMCO | INST |  | Pass | null
416442168 | Existing | 48473 | VACUUM | 11 kV | 630 | TNB | DISTRIBUTION |  |  | VK10J20H | SUMMER SUITE | 300537205 | WKLC/PCE/J01731/MB1 | 48473 | CLOSED | SSU SUITE PLATINUM | KUALA LUMPUR PUSAT | TAMCO | INST | YTBC | Pass | null
377962357 | Existing | 4S5 | VACUUM | 33 kV | 1 | TNB | DISTRIBUTION |  | TAMCO | GV 30M 25 | 4S5 - SPARE | 310201639 | WKLC/SSU/G00015/MB4 | 2S5 | CLOSED | SSU ELEMENT | KUALA LUMPUR PUSAT |  | INST | YTBC | Pass | null
417076703 | Existing | 46511 | VACUUM | 11 kV | 630 | TNB | DISTRIBUTION |  |  | SBK-88EA1 | SPARE | 300537657 | WKLC/PCE/J01691/MB5 | 46511 | OPEN | SSU MENARA NAZA | KUALA LUMPUR PUSAT | ITEM INDUSTRIAL - SIEMENS | INST | YTBC | Pass | null
416870258 | Existing | 14807 | VACUUM | 11 kV | 630 | TNB | DISTRIBUTION |  |  | VK10J20H | TX2 | 300064935 | WKLC/PCE/J00678/MB14807 | 14807 | CLOSED | AMPANG UTAMA | KUALA LUMPUR PUSAT | TAMCO | INST |  | Pass | null
409119576 | Existing | 11L5 | VACUUM | 33 kV | 1 | TNB | DISTRIBUTION |  |  | GV 30M 25D | SPARE | 311162442 | WKLS/PMU/G00007/MB11L5 | 11L5 | OPEN | PMU SUN CITY | KUALA LUMPUR PUSAT | TAMCO | INST | YTBC | Pass | null
409120465 | Existing |  | VACUUM | 11 kV | 0 | TNB | DISTRIBUTION | [6 empty] | 10 | OPEN | PPU SUNCITY D-PZW-S14-9157 | KUALA LUMPUR PUSAT |  |  |  | Pass | null
409120337 | Existing |  | VACUUM | 33 kV | 0 | TNB | DISTRIBUTION | [6 empty] | 1HO | CLOSED | PPU SUNCITY D-PZW-S14-9157 | KUALA LUMPUR PUSAT |  |  |  | Pass | null
377301999 | Existing | 1WO | VACUUM | 33 kV | 2 | TNB | DISTRIBUTION |  | TAMCO | GV 30P 25D | BUS COUPLER | 310199221 | WKLC/SSU/G00023/MB1WO | 1W0 | CLOSED | SSU D TIARA | KUALA LUMPUR PUSAT | TAMCO | INST | YTBC | Pass | null
417535851 | Existing | 16662 | VACUUM | 11 kV | 630 | TNB | DISTRIBUTION |  |  | VFT12 | SEK MEN BKT INDAH | 300061796 | WKLC/PCE/J00110/MB16662 | 16662 | OPEN | P/PURI EMERALD BKT INDAH | KUALA LUMPUR PUSAT | EPE | INST |  | Pass | null
416346657 | Existing | 19730 | VACUUM | 11 kV | 630 | TNB | DISTRIBUTION |  |  | VMH12 | 11KV CONSUMER | 300061736 | WKLC/PCE/J00101/MB19730 | 19730 | CLOSED | HOTEL MANDARIN ORIENTAL KLCC | KUALA LUMPUR PUSAT | LKH | INST |  | Pass | null
377361388 | Existing | VCB34 | VACUUM | 11 kV | 1 | TNB | DISTRIBUTION |  | REYROLLE | LMVP/X4/M0 | BUS COUPLER | 300044377 | WKLC/PPU/G00012/NB34 | 34 | CLOSED | PPU KL TOWN | KUALA LUMPUR PUSAT | REYROLLE | INST |  | Pass | null
417132875 | Existing | 19718 | VACUUM | 11 kV | 630 | TNB | DISTRIBUTION |  |  | VK10J20H | LORONG JUBLEE NO.1 | 300245071 | WKLC/PCE/J01305/MB19718 | 19718 | CLOSED | PERSIARAN JUBLEE | KUALA LUMPUR PUSAT | TAMCO | INST |  | Pass | null
416570912 | Existing | 36645 | VACUUM | 11 kV | 800 | TNB | DISTRIBUTION |  |  | TR-ES | P/E MADGE JLN MADGE | 311279575 | WKLC/PCE/J01679/MB36645 | 36645 | CLOSED | MADGE RESIDENCES JLN MADGE | KUALA LUMPUR PUSAT | TOPRANK CORPORATION SDN BHD | INST | YTBC | Pass | null
377302893 | Existing | VCB34 | VACUUM | 11 kV | 2 | TNB | DISTRIBUTION |  | TAMCO | VK 10P 25DT | BUS COUPLER | 300285884 | WKLC/PPU/G00030/NB34 | 34 | CLOSED | PPU UNION SQUARE | KUALA LUMPUR PUSAT | TAMCO | INST |  | Pass | null
377397467 | Existing | VCB34 | VACUUM | 11 kV | 2 | TNB | DISTRIBUTION |  | TAMCO | VK 10P 25D | BUS COUPLER | 300044491 | WKLC/PPU/G00016/NB34 | 34 | CLOSED | PPU MBF PLAZA | KUALA LUMPUR PUSAT | TAMCO | INST |  | Pass | null
419081529 | Existing | 5027 | VACUUM | 11 kV | 630 | TNB | DISTRIBUTION |  |  | VK10J20H | 11KV PENGGUNA | 300063881 | WKLC/PCE/J00493/MB5027 | 5027 | CLOSED | KOMPLEKS KEWANGAN | KUALA LUMPUR PUSAT | TAMCO | INST |  | Pass | null
417522969 | Existing | 17704 | VACUUM | 11 kV | 630 | TNB | DISTRIBUTION |  |  | VMH12 | HOTEL 13 TINGKAT LRG KAPAR | 300244610 | WKLC/PCE/J01311/MB17704 | 17704 | CLOSED | KONDO LE CHATEAU | KUALA LUMPUR PUSAT | LKH | INST |  | Pass | null
378147542 | Existing |  | VACUUM | 11 kV | 0 | TNB | DISTRIBUTION | [6 empty] | 8 | OPEN | PPU KL ECO CITY NO 2 | KUALA LUMPUR PUSAT |  |  |  | Pass | null
378148111 | Existing | 1L5 | VACUUM | 33 kV | 1 | TNB | DISTRIBUTION |  | EPE | VJ-32DBB | SSU BERJAYA STARCITY | 300043905 | WKLC/PMU/G00004/MB1L5 | 1L5 | CLOSED | PMU JALAN IMBI 132/33/11KV | KUALA LUMPUR PUSAT |  | INST |  | Pass | null
419532424 | Existing | 1327 | VACUUM | 11 kV | 630 | TNB | DISTRIBUTION |  |  | BVP3 | TX | 300062920 | WKLC/PCE/J00325/MB1327 | 1327 | CLOSED | JLN GAJAH | KUALA LUMPUR PUSAT | AEI | INST |  | Pass | null
418227781 | Existing | 51498 | VACUUM | 11 kV | 630 | TNB | DISTRIBUTION |  |  | HV-12 | PE HAMSHIRE PLACE | 311279605 | WKLC/PCE/J01865/MB51498 | 51498 | CLOSED | SSU IBIS HOTEL | KUALA LUMPUR PUSAT | TOSHIBA | INST | YTBC | Pass | null
418227717 | Existing | 51088 | VACUUM | 11 kV | 630 | TNB | DISTRIBUTION |  |  | VK 10J20H | MSB HOTEL | 311279543 | WKLC/PCE/J01809/MB51088 | 51088 | CLOSED | SSU MENARA TR 1 JLN AMPANG | KUALA LUMPUR PUSAT | TAMCO | INST | YTBC | Pass | null
417505655 | Existing | 50629 | VACUUM | 11 kV | 630 | TNB | DISTRIBUTION |  |  | VK10J20H | BUS TIE | 311297190 | WKLC/PCE/J01790/MB50629 | 50629 | CLOSED | SSU PANDAN MAS JLN D'LAPAN | KUALA LUMPUR PUSAT | TAMCO | INST | YTBC | Pass | null
418761145 | Existing | 1319 | VACUUM | 11 kV | 400 | TNB | DISTRIBUTION |  |  | BVP3 | TX | 300063973 | WKLC/PCE/J00509/MB1319 | 1319 | CLOSED | STANDARD CHARTERED BANK JLN LEBOH AMPANG | KUALA LUMPUR PUSAT | AEI | DLFL INAC INST |  | Pass | null
378315881 | Existing |  | VACUUM | 11 kV | 0 | TNB | DISTRIBUTION | [6 empty] | 50439 | CLOSED |  | KUALA LUMPUR PUSAT |  |  |  | Pass | null
377558501 | Existing | VCB4 | VACUUM | 11 kV | 630 | TNB | DISTRIBUTION |  | TAMCO | VK 10J 20D | PHILEO PROMENADE BLOK B | 300044635 | WKLC/PPU/G00021/NB4 | 4 | CLOSED | PPU PHILEO | KUALA LUMPUR PUSAT | TAMCO | INST |  | Pass | null
384214366 | Existing |  | VACUUM | 33 kV | 0 | TNB | DISTRIBUTION | [6 empty] | 6P5 | OPEN |  | KUALA LUMPUR PUSAT |  |  |  | Pass | null
418258667 | Existing | 41129 | VACUUM | 11 kV | 630 | TNB | DISTRIBUTION |  |  | VK10J20H | TX | 311297237 | WKLC/PCE/J01467/MB41129 | 41129 | CLOSED | SEK MEN TSUN JIN JALAN LOKE YEW | KUALA LUMPUR PUSAT | TAMCO | INST | YTBC | Pass | null
416759496 | Existing | 45853 | VACUUM | 11 kV | 630 | TNB | DISTRIBUTION |  |  | 8BK-88E A1 | TX1 1000KVA | 311279570 | WKLC/PCE/J01684/MB45853 | 45853 | CLOSED | SASTRA U-THANT LORONG AMPANG 2 | KUALA LUMPUR PUSAT | ITEM | INST | YTBC | Pass | null
377692698 | Existing | 4L5 | VACUUM | 33 kV | 1 | TNB | DISTRIBUTION |  | EPE | VJ-32DBB | DESA PANTAI | 300043953 | WKLC/PMU/G00006/MB4L5 | 4L5 | CLOSED | PMU MID VALLEY 132/33/11KV | KUALA LUMPUR PUSAT | EPE | INST |  | Pass | null
377692730 | Existing | VCB9 | VACUUM | 11 kV | 630 | TNB | DISTRIBUTION |  | EPE | VFT12D | SSU PNGGUNA THE GARDEN | 300043975 | WKLC/PMU/G00006/NB9 | 9 | CLOSED | PMU MID VALLEY 132/33/11KV | KUALA LUMPUR PUSAT | EPE | INST |  | Pass | null
415092650 | Existing | 46469 | VACUUM | 11 kV | 630 | TNB | DISTRIBUTION |  |  | 12A20 | LOOPING | 300450882 | WKLC/PCE/J01621/MB46469 | 46469 | CLOSED | SSU BANK RAKYAT JLN TRAVERS | KUALA LUMPUR PUSAT | EPE | INST |  | Pass | null
412249905 | Existing | 2719 | VACUUM | 11 kV | 630 | TNB | DISTRIBUTION |  |  | VFT-12-106 | 11KV PENGGUNA | 300063740 | WKLC/PCE/J00465/MB2719 | 2719 | CLOSED | HOTEL PARK ROYAL | KUALA LUMPUR PUSAT | EPE | INST |  | Pass | null
377363440 | Existing | VCB32 | VACUUM | 11 kV | 2 | TNB | DISTRIBUTION |  | TOSHIBA | VK-10P25D | 30 MVA TX 2 | 300044296 | WKLC/PPU/G00009/NB32 | 32 | CLOSED | PPU JALAN RODGER | KUALA LUMPUR PUSAT | TOSHIBA | INST |  | Pass | null
377556606 | Existing | VCB4 | VACUUM | 11 kV | 630 | TNB | DISTRIBUTION |  | TAMCO | VK 10J 20D | AKEDEMIK BADMINTON | 300044605 | WKLC/PPU/G00020/NB4 | 4 | CLOSED | PPU PANDAN JAYA | KUALA LUMPUR PUSAT | TAMCO | INST |  | Pass | null
417635021 | Existing | 17714 | VACUUM | 11 kV | 630 | TNB | DISTRIBUTION |  |  | VMH12 | HOTEL MIRAMA | 300244616 | WKLC/PCE/J01089/MB17714 | 17714 | CLOSED | HOTEL MANDARIN COURT | KUALA LUMPUR PUSAT | LKH | INST |  | Pass | null
417634861 | Existing | 1987 | VACUUM | 11 kV | 400 | TNB | DISTRIBUTION |  |  | BVP.17 | HOTEL MANDARIN COURT | 10001077 | WKLC/PCE/J01323/MB1987 | 1987 | CLOSED | MIRAMA HOTEL | KUALA LUMPUR PUSAT | AEI | INST |  | Pass | null
418523332 | Existing | 7953 | VACUUM | 11 kV | 630 | TNB | DISTRIBUTION |  |  | VK-10J20H | PPU TAMAN DATO' AHMAD RAZALI | 10000976 | WKLC/PCE/J00647/MB7953 | 7953 | CLOSED | TAMAN AHMAD RAZALI NO.1 | KUALA LUMPUR PUSAT | TOSHIBA | INST |  | Pass | null
415745361 | Existing | 19873 | VACUUM | 11 kV | 630 | TNB | DISTRIBUTION |  |  | VMH12 | FADERAL HOTEL | 300061208 | WKLC/PCE/J00004/MB19873 | 19873 | CLOSED | HOTEL OPTIMA JAYA | KUALA LUMPUR PUSAT | LKH | INST |  | Pass | null
377374693 | Existing | 1HO | VACUUM | 33 kV | 1 | TNB | DISTRIBUTION |  | ITEM | 8DB 10 | 1HO-30MVA TX1 | 300286501 | WKLC/PPU/G00036/MB1HO | 1HO | CLOSED | PPU MID VALLEY | KUALA LUMPUR PUSAT | ITEM | INST |  | Pass | null
417789053 | Existing |  | VACUUM | 11 kV | 0 | TNB | DISTRIBUTION | [6 empty] | 52165 | CLOSED | LINCOLN CENTRE JTR | KUALA LUMPUR PUSAT |  |  |  | Pass | null
377980093 | Existing | 5S5 | VACUUM | 33 kV | 1 | TNB | DISTRIBUTION |  | TAMCO | GV 30M 25 | 5S5 - SPARE | 310470447 | WKLC/SSU/G00021/MB1 | 5S5 | CLOSED | SSU M CITY JLN AMPANG | KUALA LUMPUR PUSAT |  | INST | YTBC | Pass | null
418932362 | Existing | 41586 | VACUUM | 11 kV | 630 | TNB | DISTRIBUTION |  |  | 8BK-88E A1 | JLN AMAN | 300284317 | WKLC/PCE/J01495/MB41586 | 41586 | CLOSED | MY HABITAT JLN AMAN | KUALA LUMPUR PUSAT | ITEM | INST |  | Pass | null
416571074 | Existing | 11474 | VACUUM | 11 kV | 630 | TNB | DISTRIBUTION |  |  | VFT-12 | JALAN MADGE NO 2 | 300062533 | WKLC/PCE/J00245/MB11474 | 11474 | CLOSED | SENI HARTA | KUALA LUMPUR PUSAT | EPE | INST |  | Pass | null
377556841 | Existing | 2P5 | VACUUM | 33 kV | 1 | TNB | DISTRIBUTION |  | TAMCO | VY-30M25D | 2P5 - PMU PANDAN MAJU | 300044589 | WKLC/PPU/G00020/MB2P5 | 2P5 | CLOSED | PPU PANDAN JAYA | KUALA LUMPUR PUSAT | TAMCO | INST |  | Pass | null
412194218 | Existing | 29540 | VACUUM | 11 kV | 630 | TNB | DISTRIBUTION |  |  | HICLAD12A20 | TRANSFORMERS | 300244947 | WKLC/PCE/J01065/MB29540 | 29540 | CLOSED | SEK REN BRICKFIELD 2 JLN SULTAN ABD SAMA | KUALA LUMPUR PUSAT | EPE | INST |  | Pass | null
416458286 | Existing | 29471 | VACUUM | 11 kV | 630 | TNB | DISTRIBUTION |  |  | UNIVAC 12/20 | JLN SHAW FLAT | 300245119 | WKLC/PCE/J01041/MB29471 | 29471 | CLOSED | STESEN MONORAIL JALAN HANG TUAH | KUALA LUMPUR PUSAT | UNIVAC | INST |  | Pass | null
411997752 | Existing | 517 | VACUUM | 11 kV | 630 | TNB | DISTRIBUTION |  |  | VK10J20H | MTSU | 300062926 | WKLC/PCE/J00326/MB517 | 517 | OPEN | JLN PEEL | KUALA LUMPUR PUSAT | TAMCO | INST |  | Pass | null
417931045 | Existing | VCB1 | VACUUM | 11 kV | 630 | TNB | DISTRIBUTION |  |  | GV3 | VCB 1 - SSU 3A ECO CITY | 311754124 | WKLC/PPU/G00051/NB17 | 31 | CLOSED | PPU TRX CITY NO.1 D-PZW-S17-9277 | KUALA LUMPUR PUSAT | TAMCO | INST | YTBC | Pass | null
418270418 | Existing | 50316 | VACUUM | 11 kV | 630 | TNB | DISTRIBUTION |  |  | 3AH5 104-2 | PPU RODGER CB 10 | 311279620 | WKLC/PCE/J01789/MB50316 | 50316 | CLOSED | SSU JALAN RODGER | KUALA LUMPUR PUSAT | ITEM | INST | YTBC | Pass | null
418639752 | Existing | 22069 | VACUUM | 11 kV | 630 | TNB | DISTRIBUTION |  |  | VK10J20H | TX2 | 300066559 | WKLC/PCE/J00965/MB22069 | 22069 | CLOSED | 6/11 TMN KOMERSIAL PANDAN INDAH | KUALA LUMPUR PUSAT | TAMCO | INST |  | Pass | null
377951366 | Existing | VCB16 | VACUUM | 11 kV | 630 | TNB | DISTRIBUTION |  | ITEM | 3AH5 104-2 | LOCAL TX | 310104861 | WKLC/PPU/G00040/NB16 | 16 | CLOSED | PPU BANK KERJASAMA RAKYAT | KUALA LUMPUR PUSAT | ITEM | INST | YTBC | Pass | null
377363041 | Existing | 1SO | VACUUM | 33 kV | 2 | TNB | DISTRIBUTION |  | SIEMENS | 8DB 10 | 1SO-BUS SECTION | 300286431 | WKLC/PPU/G00009/MB1SO | 1SO | CLOSED | PPU JALAN RODGER | KUALA LUMPUR PUSAT | SIEMENS | INST |  | Pass | null
54986276 | Existing | 1P5 | VACUUM | 33 kV | 1 | TNB | DISTRIBUTION |  | ITEM | 8DB 10 | 1P5 - | 300454790 | WKLC/PPU/G00041/MB1P5 | 1P5 | OPEN | PPU SG PURUN | KUALA LUMPUR PUSAT | ITEM | INST |  | Pass | null
417278039 | Existing | 31315 | VACUUM | 11 kV | 630 | TNB | DISTRIBUTION |  |  | VK10J25H | PPU HOSPITAL AMPANG CB4 | 300244697 | WKLC/PCE/J01179/MB31315 | 31315 | CLOSED | SSU HOSPITAL AMPANG A | KUALA LUMPUR PUSAT | TAMCO | INST |  | Pass | null
416303358 | Existing | 48308 | VACUUM | 11 kV | 630 | TNB | DISTRIBUTION |  |  | VK 10J20H | PPU GREAT EASTERN | 300245926 | WKLC/PCE/J00431/MB34308 | 34308 | CLOSED | PLAZA PALAS LORONG PALAS | KUALA LUMPUR PUSAT | TAMCO | INST |  | Pass | null
416840335 | Existing | 12720 | VACUUM | 11 kV | 630 | TNB | DISTRIBUTION |  |  | VK10J20H | TX2 | 300065171 | WKLC/PCE/J00722/MB12720 | 12720 | CLOSED | BKT INDAH NO.4 | KUALA LUMPUR PUSAT | TAMCO | INST |  | Pass | null
412272308 | Existing | 15879 | VACUUM | 11 kV | 630 | TNB | DISTRIBUTION |  |  | VK 10J20H | PPU BKT BINTANG | 300061916 | WKLC/PCE/J00135/MB15879 | 15879 | CLOSED | FAIR LANE HOTEL | KUALA LUMPUR PUSAT | TAMCO | INST |  | Pass | null
417961760 | Existing | 35561 | VACUUM | 11 kV | 630 | TNB | DISTRIBUTION |  |  | VK10J25H | PADAT LEMBAH JAYA SELATAN | 300245766 | WKLC/PCE/J01329/MB35561 | 35561 | CLOSED | PANGSAPURI LOT IDS RINGAN | KUALA LUMPUR PUSAT | TAMCO | INST |  | Pass | null
417046468 | Existing |  | VACUUM | 11 kV | 0 | TNB | DISTRIBUTION | [6 empty] | 8 | CLOSED |  | KUALA LUMPUR PUSAT |  |  |  | Pass | null
377396840 | Existing | 1SO | VACUUM | 33 kV | 2 | TNB | DISTRIBUTION |  | ABB | N/A | BUS SECTION | 300044423 | WKLC/PPU/G00014/MB1SO | 1S0 | CLOSED | PPU LOW YATT | KUALA LUMPUR PUSAT | ABB | INST |  | Pass | null
377395446 | Existing | VCB7 | VACUUM | 11 kV | 630 | TNB | DISTRIBUTION |  | TAMCO | VK 10J 25D | P/E BENA TOWER | 300044415 | WKLC/PPU/G00013/NB7 | 7 | CLOSED | PPU KLCC | KUALA LUMPUR PUSAT |  | INST |  | Pass | null
377589341 | Existing | VCB3 | VACUUM | 11 kV | 630 | TNB | DISTRIBUTION |  |  | 10-VPR-25B | VCB 3 - YOW CHUAN PLAZA NO 2 | 300044653 | WKLC/PPU/G00022/NB3 | 3 | CLOSED | PPU PNB/LUTH | KUALA LUMPUR PUSAT | MITSUBISHI | INST |  | Pass | null
412254802 | Existing | 15251 | VACUUM | 11 kV | 630 | TNB | DISTRIBUTION |  |  | VMH12 | TX | 300063670 | WKLC/PCE/J00453/MB15251 |  | CLOSED | CENTRAL PLAZA | KUALA LUMPUR PUSAT | LKH HSS | INST |  | Pass | null
377951103 | Existing | VCB4 | VACUUM | 11 kV | 630 | TNB | DISTRIBUTION |  | ITEM | 3AH5 104-2 | PE CRESCENT COURT | 310104865 | WKLC/PPU/G00040/NB4 | 4 | CLOSED | PPU BANK KERJASAMA RAKYAT | KUALA LUMPUR PUSAT | ITEM | INST | YTBC | Pass | null
378148138 | Existing | VCB2 | VACUUM | 11 kV | 630 | TNB | DISTRIBUTION |  | EPE | VFT-12D | P/E UMNO | 300286379 | WKLC/PMU/G00004/NB2 | 2 | CLOSED | PMU JALAN IMBI 132/33/11KV | KUALA LUMPUR PUSAT |  | INST |  | Pass | null
378147569 | Existing |  | VACUUM | 11 kV | 0 | TNB | DISTRIBUTION | [6 empty] | 5 | OPEN | PPU KL ECO CITY NO 2 | KUALA LUMPUR PUSAT |  |  |  | Pass | null
419197653 | Existing | 10582 | VACUUM | 11 kV | 630 | TNB | DISTRIBUTION |  |  | 3AH5 104-2 | IXORA APT | 300064163 | WKLC/PCE/J00546/MB10582 | 10582 | CLOSED | KHOO LIN COURT | KUALA LUMPUR PUSAT | ITEM | INST |  | Pass | null
419197461 | Existing |  | VACUUM | 11 kV | 630 | TNB | DISTRIBUTION |  |  | N/A |  | 300534598 | WKLC/PCE/J01620 | 49883 | CLOSED | WISMA IAV JLN PASAR | KUALA LUMPUR PUSAT | EPE | INST | YTBC | Pass | null
377962356 | Existing | 6S5 | VACUUM | 33 kV | 1 | TNB | DISTRIBUTION |  | TAMCO | GV 30M 25 | 4S5 - SPARE | 310201641 | WKLC/SSU/G00015/MB6 | 4S5 | CLOSED | SSU ELEMENT | KUALA LUMPUR PUSAT |  | INST | YTBC | Pass | null
416003005 | Existing | 14283 | VACUUM | 11 kV | 630 | TNB | DISTRIBUTION |  |  | VFT-12 | GREAT EASTERN | 300062545 | WKLC/PCE/J00247/MB14283 | 14283 | CLOSED | REGAL VILLA | KUALA LUMPUR PUSAT | EPE | INST |  | Pass | null
409119575 | Existing | 1SO | VACUUM | 33 kV | 2 | TNB | DISTRIBUTION |  |  | GV 30P 25D | BUS SECTION | 311162451 | WKLS/PMU/G00007/MB1S0 | 1SO | CLOSED | PMU SUN CITY | KUALA LUMPUR PUSAT | TAMCO | INST | YTBC | Pass | null
409119735 | Existing | 13L5 | VACUUM | 33 kV | 2 | TNB | DISTRIBUTION |  |  | GV 30P 25D | INTERCONNECTOR FEEDER | 311162441 | WKLS/PMU/G00007/MB13L5 | 13L5 | OPEN | PMU SUN CITY | KUALA LUMPUR PUSAT | TAMCO | INST | YTBC | Pass | null
418227738 | Existing | 51084 | VACUUM | 11 kV | 630 | TNB | DISTRIBUTION |  |  | VK 10J20H | SSU BERJAYA PARK | 311279547 | WKLC/PCE/J01809/MB51084 | 51084 | CLOSED | SSU MENARA TR 1 JLN AMPANG | KUALA LUMPUR PUSAT | TAMCO | INST | YTBC | Pass | null
377301998 | Existing | 1SO | VACUUM | 33 kV | 2 | TNB | DISTRIBUTION |  | TAMCO | GV 30P 25D | BUS SECTION | 310199220 | WKLC/SSU/G00023/MB1SO | 1S0 | CLOSED | SSU D TIARA | KUALA LUMPUR PUSAT | TAMCO | INST | YTBC | Pass | null
377303296 | Existing | VCB3 | VACUUM | 11 kV | 630 | TNB | DISTRIBUTION |  | TAMCO | VK 10J 20D | SSU ANGGUN RES. JLN DORAISAMY | 300044872 | WKLC/PPU/G00030/NB3 | 3 | CLOSED | PPU UNION SQUARE | KUALA LUMPUR PUSAT | TAMCO | INST |  | Pass | null
416560945 | Existing | 20447 | VACUUM | 11 kV | 630 | TNB | DISTRIBUTION |  |  | VMH12 | TX 1 | 300062351 | WKLC/PCE/J00214/MB20447 | 20447 | CLOSED | PHILEO AVENUE NO.2 | KUALA LUMPUR PUSAT | LKH | INST |  | Pass | null
377692295 | Existing | 18L5 | VACUUM | 33 kV | 1 | TNB | DISTRIBUTION |  | TAMCO | N/A | SPARE | 300286625 | WKLC/PMU/G00007/MB18L5 | 18 | OPEN | PMU PANDAN MAJU 132/33/11KV | KUALA LUMPUR PUSAT | TAMCO | INST |  | Pass | null
377556804 | Existing | VCB32 | VACUUM | 11 kV | 2 | TNB | DISTRIBUTION |  | TAMCO | VK 10P 25D | 30 MVA TX 2 | 300044604 | WKLC/PPU/G00020/NB32 | 32 | CLOSED | PPU PANDAN JAYA | KUALA LUMPUR PUSAT | TAMCO | INST |  | Pass | null
377592314 | Existing | VCB4 | VACUUM | 11 kV | 630 | TNB | DISTRIBUTION |  | TAMCO | VK 10J 20D | TMN MUDA NO 5 | 300044798 | WKLC/PPU/G00027/NB4 | 4 | CLOSED | PPU TASIK TAMBAHAN | KUALA LUMPUR PUSAT | TAMCO | INST |  | Pass | null
415131687 | Existing | 50431 | VACUUM | 11 kV | 630 | TNB | DISTRIBUTION |  |  | VK10J20H | BUS | 311302183 | WKLC/PCE/J01781/MB50431 | 50431 | CLOSED | SSU Robertson Residence No. 1 | KUALA LUMPUR PUSAT | TAMCO | INST | YTBC | Pass | null
63373678 | Existing | VCB8 | VACUUM | 11 kV | 630 | TNB | DISTRIBUTION |  | TOSHIBA | VK-10J25D | CHINESE MATERNITY HOSPITAL | 300043892 | WKLC/PMU/G00002/NB8 | 8 | CLOSED | PMU BUKIT MAHKAMAH 132/33/11KV | KUALA LUMPUR PUSAT | TOSHIBA | INST |  | Pass | null
418761144 | Existing | 1321 | VACUUM | 11 kV | 400 | TNB | DISTRIBUTION |  |  | BVP3 | BGN DATO ZAINAL | 300063975 | WKLC/PCE/J00509/MB1321 | 1321 | CLOSED | STANDARD CHARTERED BANK JLN LEBOH AMPANG | KUALA LUMPUR PUSAT | AEI | DLFL INAC INST |  | Pass | null
412744397 | Existing | 51534 | VACUUM | 11 kV | 630 | TNB | DISTRIBUTION |  |  | VK10J20H | BUS TIE | 311406561 | WKLC/PCE/J01801/MB51534 | 51534 | CLOSED | SSU DESA BUSINESS SUITES | KUALA LUMPUR SELATAN | TAMCO | INST | YTBC | Fail | Please check "Operational Area"
416347154 | Existing | 48637 | VACUUM | 11 kV | 630 | TNB | DISTRIBUTION |  |  | 3AH5 104-2 | LOOPING | 311279529 | WKLC/PCE/J01666/MB48637 | 48637 | CLOSED | PE LE NOUVEL KLCC JLN AMPANG | KUALA LUMPUR PUSAT | ITEM | INST | YTBC | Pass | null
377695044 | Existing | 1WO | VACUUM | 33 kV | 2 | TNB | DISTRIBUTION |  | EPE | VJ-32 | BUS COUPLER | 300043919 | WKLC/PMU/G00005/MB1WO | 1WO | CLOSED | PMU KLCC 132/33/11KV | KUALA LUMPUR PUSAT | EPE | INST |  | Pass | null
415092681 | Existing | 46471 | VACUUM | 11 kV | 630 | TNB | DISTRIBUTION |  |  | 12A20 | PE MUTIARA RESIDENCY | 300450884 | WKLC/PCE/J01621/MB46471 | 46471 | CLOSED | SSU BANK RAKYAT JLN TRAVERS | KUALA LUMPUR PUSAT | EPE | INST |  | Pass | null
377303065 | Existing | VCB31 | VACUUM | 11 kV | 2 | TNB | DISTRIBUTION |  | TAMCO | VK 10P 25DT | 30 MVA TX 1 | 300044874 | WKLC/PPU/G00030/NB31 | 31 | CLOSED | PPU UNION SQUARE | KUALA LUMPUR PUSAT | TAMCO | INST |  | Pass | null
377364200 | Existing | VCB14 | VACUUM | 11 kV | 1 | TNB | DISTRIBUTION |  | TAMCO | VK-10M20D | LOCAL TX | 300044260 | WKLC/PPU/G00008/NB14 | 14 | CLOSED | PPU JALAN PUDU | KUALA LUMPUR PUSAT |  | INST |  | Pass | null
377364961 | Existing | VCB11 | VACUUM | 11 kV | 630 | TNB | DISTRIBUTION |  | TAMCO | VK-10J20DT | KOMPLEKS KEWANGAN | 300044227 | WKLC/PPU/G00007/NB11 | 11 | CLOSED | PPU HOTEL ISTANA | KUALA LUMPUR PUSAT | TAMCO | INST |  | Pass | null
412335673 | Existing | 40096 | VACUUM | 11 kV | 630 | TNB | DISTRIBUTION |  |  | VK 10J20H | CABLE ABANDONED | 300268632 | WKLC/PCE/J01444/MB40096 | 40096 | CLOSED | CIDB JLN CHAN SOW LIN | KUALA LUMPUR PUSAT | TAMCO | INST |  | Pass | null
413117412 | Existing |  | VACUUM | 11 kV | 0 | TNB | DISTRIBUTION |  |  |  |  | 311490261 | WKLC/PCE/J01885/MB3 | 52642 | CLOSED | SSU RESIDENCI LOT 118 | KUALA LUMPUR PUSAT | TAMCO | INST | YTBC | Pass | null
416183288 | Existing | 2416 | VACUUM | 11 kV | 630 | TNB | DISTRIBUTION |  |  | BVP.17 | PPU UNION SQUARE | 300064089 | WKLC/PCE/J00532/MB2416 | 2416 | CLOSED | TELEKOM HQ | KUALA LUMPUR PUSAT | ASS. ELECTRICAL INDUSTRIES LTD | INST |  | Pass | null
411335942 | Existing | 5130 | VACUUM | 11 kV | 800 | TNB | DISTRIBUTION |  |  | HV-12 | P/E WISMA PROWARA JLN MELAKA | 300065710 | WKLC/PCE/J00823/MB5130 | 5130 | OPEN | WISMA LEE RUBBER | KUALA LUMPUR PUSAT | TOPRANK | INST |  | Pass | null
416681206 | Existing | 14494 | VACUUM | 11 kV | 630 | TNB | DISTRIBUTION |  |  | UNIVAC 12 | CONSUMER | 300061664 | WKLC/PCE/J00089/MB14494 | 14494 | CLOSED | BSN NO.2 | KUALA LUMPUR PUSAT | UNIVAC | INST |  | Pass | null
418279426 | Existing | 4816 | VACUUM | 11 kV | 630 | TNB | DISTRIBUTION |  |  | 12A20 | 11KV CONSUMER | 300245347 | WKLC/PCE/J01249/MB4816 | 4816 | CLOSED | HONG KONG & SHANGHAI BANK | KUALA LUMPUR PUSAT | EPE | INST |  | Pass | null
419532953 | Existing | 20937 | VACUUM | 11 kV | 630 | TNB | DISTRIBUTION |  |  | 3AH5 103-2 | JLN GAJAH | 300244995 | WKLC/PCE/J00067/MB20937 | 20937 | CLOSED | KOMPLEK RICHMORE JLN PASAR BAHARU | KUALA LUMPUR PUSAT | ITEM | INST |  | Pass | null
377962505 | Existing |  | VACUUM | 33 kV | 0 | TNB | DISTRIBUTION | [5 empty] | WKLC/SSU/G00019/MB2 | 2B5 | CLOSED | SSU IB TOWER | KUALA LUMPUR PUSAT |  |  |  | Pass | null
377362284 | Existing | 1P5 | VACUUM | 33 kV | 1 | TNB | DISTRIBUTION |  | TAMCO | VY30M25D | PANGGUNG NEGARA | 300044336 | WKLC/PPU/G00011/MB1P5 | 1P5 | CLOSED | PPU KEWALRAM | KUALA LUMPUR PUSAT | TAMCO | INST |  | Pass | null
377362220 | Existing | 2HO | VACUUM | 33 kV | 1 | TNB | DISTRIBUTION |  | TAMCO | VY30M25D | 30 MVA TX2 | 300044337 | WKLC/PPU/G00011/MB2HO | 2HO | CLOSED | PPU KEWALRAM | KUALA LUMPUR PUSAT | TAMCO | INST |  | Pass | null
377523439 | Existing |  | VACUUM | 33 kV | 0 | TNB | DISTRIBUTION | [6 empty] | 3 | OPEN | PMU KL PAVILLION 132/33KV | KUALA LUMPUR PUSAT |  |  |  | Pass | null
377524040 | Existing | 2HO | VACUUM | 33 kV | 1 | TNB | DISTRIBUTION |  | TAMCO | VY30M25D | 30 MVA TX2 | 300044014 | WKLC/PMU/G00008/MB2HO | 2HO | CLOSED | PMU PUDU ULU 132/33/11KV | KUALA LUMPUR PUSAT | TAMCO | INST |  | Pass | null
377949747 | Existing | VCB16 | VACUUM | 11 kV | 630 | TNB | DISTRIBUTION |  | TAMCO | VK 10J 20D | BUS COUPLER | 300286560 | WKLC/PPU/G00037/NB16 | 16 | CLOSED | PPU PLAZA DUTA (AVENUE K) | KUALA LUMPUR PUSAT | TAMCO | INST |  | Pass | null
377952099 | Existing | 3P5 | VACUUM | 33 kV | 1 | TNB | DISTRIBUTION |  | ITEM | N/A | 3P5 - | 300451585 | WKLC/PPU/G00039/MB3P5 | 3P5 | CLOSED | PPU ST MARY | KUALA LUMPUR PUSAT | ITEM | INST |  | Pass | null
377950508 | Existing | VCB31 | VACUUM | 11 kV | 2 | TNB | DISTRIBUTION |  | TAMCO | VK 10P25H | 30 MVA TX 1 | 310105007 | WKLC/PPU/G00046/NB31 | 31 | CLOSED | PPU GRAND HYATT | KUALA LUMPUR PUSAT | TAMCO | INST | YTBC | Pass | null
418523861 | Existing | 32595 | VACUUM | 11 kV | 630 | TNB | DISTRIBUTION |  |  | HICLAD 12A20 | TX | 300244835 | WKLC/PCE/J01151/MB32595 | 32595 | CLOSED | JLN DAGANG 4 TMN DAGANG | KUALA LUMPUR PUSAT | EPE | INST |  | Pass | null
418308747 | Existing | 10525 | VACUUM | 11 kV | 630 | TNB | DISTRIBUTION |  |  | VFT12 | PPU YOW CHUAN | 300064685 | WKLC/PCE/J00636/MB10525 | 10525 | CLOSED | GOODSTOCK LAND | KUALA LUMPUR PUSAT | EPE | INST |  | Pass | null
411787840 | Existing | 48209 | VACUUM | 11 kV | 630 | TNB | DISTRIBUTION |  |  | VFT12 12A20 | PENGGUNA 11KV | 300537168 | WKLC/PCE/J01667/MB3 | 48208 | CLOSED | G RESIDENCE DESA PANDAN | Unknown | EPE | INST | YTBC | Fail | Please check "Operational Area"
417999563 | Existing |  | VACUUM | 11 kV | 0 | TNB | DISTRIBUTION | [6 empty] | 4 | OPEN | PPU BANDAR BARU AMPANG D-WKL-S04-9079 | KUALA LUMPUR PUSAT |  |  |  | Pass | null
417669320 | Existing | 9979 | VACUUM | 11 kV | 630 | TNB | DISTRIBUTION |  |  | VK-10J20H | P/U BUKIT BINTANG | 300063753 | WKLC/PCE/J00468/MB9979 | 9979 | CLOSED | LOT 10 | KUALA LUMPUR PUSAT | TAMCO | INST |  | Pass | null
411348678 | Existing | 18153 | VACUUM | 11 kV | 630 | TNB | DISTRIBUTION |  |  | VMH12 | BGN KLSE | 300061659 | WKLC/PCE/J00088/MB18153 | 18153 | OPEN | IBU PEJABAT BSKL PERS MAYBANK | KUALA LUMPUR PUSAT | LKH | INST |  | Pass | null
416867475 | Existing | 33665 | VACUUM | 11 kV | 630 | TNB | DISTRIBUTION |  |  | N/A | TX 2 | 300245199 | WKLC/PCE/J01158/MB33665 |  | CLOSED | NO.3 P/PURI BT 2 1/2 CHERAS | KUALA LUMPUR PUSAT | ALTENA | INST |  | Pass | null
377520188 | Existing | 3P5 | VACUUM | 33 kV | 1 | TNB | DISTRIBUTION |  | ABB | VD3.1 3612-25 | 3P5-PMU AMPANG | 300044192 | WKLC/PPU/G00006/MB3P5 | 3P5 | CLOSED | PPU GREAT EASTERN | KUALA LUMPUR PUSAT |  | INST |  | Pass | null
416840334 | Existing | 12718 | VACUUM | 11 kV | 630 | TNB | DISTRIBUTION |  |  | VK10J20H | R/PANGSA SEDERHANA 5 TKT BKT I | 300065169 | WKLC/PCE/J00722/MB12718 | 12718 | CLOSED | BKT INDAH NO.4 | KUALA LUMPUR PUSAT | TAMCO | INST |  | Pass | null
416033072 | Existing | 49281 | VACUUM | 11 kV | 630 | TNB | DISTRIBUTION |  |  | VK 10J20H | OWNER | 300537160 | WKLC/PCE/J01738/MB3 | 49281 | CLOSED | RESIDENSI SULTAN ISMAIL | KUALA LUMPUR PUSAT | TAMCO | INST | YTBC | Pass | null
417931005 | Existing | VCB1 | VACUUM | 11 kV | 630 | TNB | DISTRIBUTION |  |  | GV3 | VCB 1 - SSU 3A ECO CITY | 311754117 | WKLC/PPU/G00051/NB9 | 9 | OPEN | PPU TRX CITY NO.1 D-PZW-S17-9277 | KUALA LUMPUR PUSAT | TAMCO | INST | YTBC | Pass | null
417930877 | Existing | 2P5 | VACUUM | 33 kV | 1 | TNB | DISTRIBUTION |  |  | GV30M25 | SSU MRT COCHRANE 7S5 | 311678527 | WKLC/PPU/G00051/MB6 | 2P5 | OPEN | PPU TRX CITY NO.1 D-PZW-S17-9277 | KUALA LUMPUR PUSAT | TAMCO | INST | YTBC | Pass | null
377591591 | Existing | 1P5 | VACUUM | 33 kV | 1 | TNB | DISTRIBUTION |  | TAMCO | 30M25D | 1P5 - SSU LRT AMPANG | 300044755 | WKLC/PPU/G00026/MB1P5 | 1P5 | CLOSED | PPU TAMAN KOSAS | KUALA LUMPUR PUSAT | TAMCO | INST |  | Pass | null
377592512 | Existing | VCB32 | VACUUM | 11 kV | 2 | TNB | DISTRIBUTION |  | TAMCO | VK 10P 25D | 15 MVA TX 2 | 300044796 | WKLC/PPU/G00027/NB32 | 32 | CLOSED | PPU TASIK TAMBAHAN | KUALA LUMPUR PUSAT | TAMCO | INST |  | Pass | null
416823020 | Existing | 21048 | VACUUM | 11 kV | 630 | TNB | DISTRIBUTION |  |  | 12A20 | PMU KLCC | 300062431 | WKLC/PCE/J00228/MB21048 | 21048 | CLOSED | THE ASCOTT JALAN PINANG | KUALA LUMPUR PUSAT | EPE | INST |  | Pass | null
411730439 | Existing | 20510 | VACUUM | 11 kV | 630 | TNB | DISTRIBUTION |  |  | 3AH5 103-2 | BELLA VISTA | 300064850 | WKLC/PCE/J00663/MB20510 | 20510 | CLOSED | TAMAN CAHAYA APARTMENT NO.1 | KUALA LUMPUR PUSAT | ITEM | INST |  | Pass | null
417554099 | Existing |  | VACUUM | 11 kV | 0 | TNB | DISTRIBUTION | [6 empty] | 7232 | CLOSED | TAMAN DAGANG JAYA NO.2 | KUALA LUMPUR PUSAT |  |  |  | Pass | null
416969700 | Existing | 8018 | VACUUM | 11 kV | 630 | TNB | DISTRIBUTION |  |  | 12A20 | P/E TMN AHMAD RAZALI NO 3 | 300244967 | WKLC/PCE/J00007/MB8018 | 8018 | OPEN | AMPANG CITY COMPLEX | KUALA LUMPUR PUSAT | EPE | INST |  | Pass | null
418309149 | Existing | 31607 | VACUUM | 11 kV | 630 | TNB | DISTRIBUTION |  |  | VK10J25H | CHINESE EMBASSY | 300245146 | WKLC/PCE/J01167/MB31607 | 31607 | CLOSED | JLN TMN U-THANT NO.4 | KUALA LUMPUR PUSAT | TAMCO | INST |  | Pass | null
377377274 | Existing | VCB13 | VACUUM | 11 kV | 630 | TNB | DISTRIBUTION |  | EPE | VFT12D | SPARE | 10001372 | WKLC/PPU/G00038/NB13 | 13 | OPEN | PPU F & N | KUALA LUMPUR PUSAT |  |  |  | Pass | null
398663697 | Existing | 15222 | VACUUM | 11 kV | 630 | TNB | DISTRIBUTION |  |  | VMH12 | TX 1 | 300065617 | WKLC/PCE/J00807/MB15222 | 15222 | CLOSED | HOTEL FLAMINGO | KUALA LUMPUR TIMUR | LKH | INST |  | Fail | Please check "Operational Area"
415556963 | Existing | 41317 | VACUUM | 11 kV | 630 | TNB | DISTRIBUTION |  |  | VFT 12 | BUS SECTION | 300284790 | WKLC/PCE/J01507/MB41317 | 41317 | OPEN | PE SWISS GARDEN RESIDENCY | KUALA LUMPUR PUSAT | EPE | INST |  | Pass | null
377523922 | Existing | VCB5 | VACUUM | 11 kV | 630 | TNB | DISTRIBUTION |  | TAMCO | VK 10J20D | P/E CHERAS LOW COST | 300044034 | WKLC/PMU/G00008/NB5 | 5 | CLOSED | PMU PUDU ULU 132/33/11KV | KUALA LUMPUR PUSAT | TAMCO | INST |  | Pass | null
409120367 | Existing |  | VACUUM | 11 kV | 0 | TNB | DISTRIBUTION | [6 empty] | 5 | OPEN | PPU SUNCITY D-PZW-S14-9157 | KUALA LUMPUR PUSAT |  |  |  | Pass | null
415810439 | Existing | 31200 | VACUUM | 11 kV | 630 | TNB | DISTRIBUTION |  |  | UNIVAC 12 | SPARE | 300245139 | WKLC/PCE/J01103/MB31200 | N/A | CLOSED | AMBASSY PARK JLN AMPANG | KUALA LUMPUR PUSAT | UNIVAC | INST |  | Pass | null
419159151 | Existing | 11570 | VACUUM | 11 kV | 630 | TNB | DISTRIBUTION |  |  | VK10J20H | TX | 300066334 | WKLC/PCE/J00920/MB11570 | 11570 | CLOSED | PANDAN INDAH ABRA NO 4 | KUALA LUMPUR PUSAT | TAMCO | INST |  | Pass | null
377301204 | Existing | 5S5 | VACUUM | 33 kV | 1 | TNB | DISTRIBUTION |  | SIEMENS | 8DB10 | 5S5 - | 300285642 | WKLC/SSU/G00008/MB5S5 | 5S5 | CLOSED | SSU THE GARDEN | KUALA LUMPUR PUSAT |  |  |  | Pass | null
377692294 | Existing | 17L5 | VACUUM | 33 kV | 1 | TNB | DISTRIBUTION |  | TAMCO | VY30M25D | SPARE | 300286631 | WKLC/PMU/G00007/MB17L5 | 17 | OPEN | PMU PANDAN MAJU 132/33/11KV | KUALA LUMPUR PUSAT | TAMCO | INST |  | Pass | null
377361386 | Existing | 1P5 | VACUUM | 33 kV | 1 | TNB | DISTRIBUTION |  | ITEM | 8DB 10 | PMU BKT MAHKAMAH | 300044364 | WKLC/PPU/G00012/MB1P5 | 1P5 | CLOSED | PPU KL TOWN | KUALA LUMPUR PUSAT | ITEM | INST |  | Pass | null
377556042 | Existing | 1WO | VACUUM | 33 kV | 2 | TNB | DISTRIBUTION |  | TAMCO | VY-30P25 | 1W0 - BUS COUPLER | 300286482 | WKLC/PPU/G00019/MB1WO | 1WO | OPEN | PPU PANDAN INDAH | KUALA LUMPUR PUSAT | TAMCO | INST |  | Pass | null
417046172 | Proposed |  | VACUUM | 11 kV | 0 | TNB | DISTRIBUTION | [7 empty] | CLOSED |  | KUALA LUMPUR PUSAT |  |  |  | Fail | Please check "Status"
417046236 | Proposed |  | VACUUM | 11 kV | 0 | TNB | DISTRIBUTION | [7 empty] | CLOSED |  | KUALA LUMPUR PUSAT |  |  |  | Fail | Please check "Status"
377398923 | Existing | VBC32 | VACUUM | 11 kV | 2 | TNB | DISTRIBUTION |  | TAMCO | VK 10P 25D | 15 MVA TX 2 | 300044519 | WKLC/PPU/G00017/NB32 | 32 | CLOSED | PPU MIHARJA | KUALA LUMPUR PUSAT | TAMCO | INST |  | Pass | null
418106782 | Existing | 7285 | VACUUM | 11 kV | 630 | TNB | DISTRIBUTION |  |  | VK10J20H | TMN TAR NO 6 | 300065448 | WKLC/PCE/J00776/MB7285 | 7285 | CLOSED | TAMAN TAR NO.5 | KUALA LUMPUR PUSAT | TAMCO | INST |  | Pass | null
378148667 | Existing | 2WO | VACUUM | 33 kV | 2 | TNB | DISTRIBUTION |  | TAMCO | GV 30P 25D | BUS COUPLER | 300286621 | WKLC/PMU/G00004/MB2WO | 2WO | CLOSED | PMU JALAN IMBI 132/33/11KV | KUALA LUMPUR PUSAT |  | INST |  | Pass | null
417020553 | Existing | 7858 | VACUUM | 11 kV | 630 | TNB | DISTRIBUTION |  |  | VK10J25H | TX | 300244717 | WKLC/PCE/J00486/MB7858 | 7858 | CLOSED | TELEKOM TAMAN MALURI | KUALA LUMPUR PUSAT | TAMCO | INST |  | Pass | null
377799143 | Existing | VCB14 | VACUUM | 11 kV | 630 | TNB | DISTRIBUTION |  | TAMCO | VK10J20H | LOCAL TX | 300044318 | WKLC/PPU/G00010/NB14 | 14 | CLOSED | PPU JALAN SG BESI | KUALA LUMPUR PUSAT | TAMCO | INST |  | Pass | null
412228951 | Existing |  | VACUUM | 11 kV | 0 | TNB | DISTRIBUTION |  |  | GR1 |  | 300245078 | WKLC/PCE/J01313/MB15106 | 15106 | CLOSED | P/PURI SEPUTEH PERMAI | KUALA LUMPUR PUSAT | TAMCO | INST |  | Pass | null
400837452 | Existing | 48602 | VACUUM | 11 kV | 630 | TNB | DISTRIBUTION |  |  | VK10J20H | SSU GLANEAGLES JLN AMPANG | 311385683 | WKLC/PCE/J00645/MB48602 | 48602 | OPEN | PE PUST PRUBTAN GLENEAGLES INTAN | KUALA LUMPUR TIMUR | TAMCO | INST | YTBC | Fail | Please check "Operational Area"
419532422 | Existing | 1326 | VACUUM | 11 kV | 630 | TNB | DISTRIBUTION |  |  | BVP3 | SHEN COURT | 300062919 | WKLC/PCE/J00325/MB1326 | 1326 | CLOSED | JLN GAJAH | KUALA LUMPUR PUSAT | AEI | INST |  | Pass | null
416922030 | Existing | N/A | VACUUM | 11 kV | 630 | TNB | DISTRIBUTION |  |  | VMH12 | N/A | 300244589 | WKLC/PCE/J01057/MB17855 | 17855 | CLOSED | SCOTT VILLA CONDO NO.1 | KUALA LUMPUR PUSAT | LKH | INST |  | Pass | null
411997252 | Existing | 47450 | VACUUM | 11 kV | 630 | TNB | DISTRIBUTION |  |  | 12A20 | TX 1 | 311297348 | WKLC/PCE/J01657/MB47500 | 47500 | CLOSED | VELOCITY JALAN PEEL NO.4 | KUALA LUMPUR PUSAT | EPE | INST | YTBC | Pass | null
378157208 | Existing | 5L5 | VACUUM | 33 kV | 1 | TNB | DISTRIBUTION |  | TOSHIBA | VY-30M25D | 5L5 - JALAN RODGER | 300043900 | WKLC/PMU/G00003/MB5L5 | 5L5 | CLOSED | PMU GALLOWAY 132/33KV | KUALA LUMPUR PUSAT | TOSHIBA | INST |  | Pass | null
411314432 | Existing | 10097 | VACUUM | 11 kV | 630 | TNB | DISTRIBUTION |  |  | VK 10J20H | BUS SECTION | 300061637 | WKLC/PCE/J00083/MB10097 | 10097 | CLOSED | KOMPLEKS TELEKOM (JRC) | KUALA LUMPUR PUSAT | TAMCO | INST |  | Pass | null
412249967 | Existing | 11386 | VACUUM | 11 kV | 630 | TNB | DISTRIBUTION |  |  | VFT 12 | KABEL ABANDOND | 300063579 | WKLC/PCE/J00437/MB11386 | 11386 | OPEN | JLN WALTER GRENEUR BKT BINTANG | KUALA LUMPUR PUSAT | EPE | INST |  | Pass | null
377363438 | Existing | 4P5 | VACUUM | 33 kV | 1 | TNB | DISTRIBUTION |  | SIEMENS | 8DB 10 | 4P5-PPU PUDU | 300044282 | WKLC/PPU/G00009/MB4P5 | 4P5 | OPEN | PPU JALAN RODGER | KUALA LUMPUR | SIEMENS | INST |  | Fail | Please check "Operational Area"
377364199 | Existing | VCB2 | VACUUM | 11 kV | 630 | TNB | DISTRIBUTION |  | TAMCO | VK-10J20D | SSU ROBERTSON RESIDENCE NO 1 | 300044261 | WKLC/PPU/G00008/NB2 | 2 | CLOSED | PPU JALAN PUDU | KUALA LUMPUR PUSAT |  | INST |  | Pass | null
377556732 | Existing | VCB13 | VACUUM | 11 kV | 630 | TNB | DISTRIBUTION |  | TAMCO | VK 10J 20D | CAPACITOR BANK | 300044597 | WKLC/PPU/G00020/NB13 | 13 | CLOSED | PPU PANDAN JAYA | KUALA LUMPUR PUSAT | TAMCO | INST |  | Pass | null
403370241 | Existing | 15217 | VACUUM | 11 kV | 630 | TNB | DISTRIBUTION |  |  | VK10J20H | SRAH OKLEFJ/WNGSA 5B B.ATBGSA | 300065673 | WKLC/PCE/J00817/MB15217 | 15217 | CLOSED | P/PURI ATHENAEUM | KUALA LUMPUR TIMUR | TAMCO | INST |  | Fail | Please check "Operational Area"
415809779 | Existing | 42817 | VACUUM | 11 kV | 630 | TNB | DISTRIBUTION |  |  | VK 10J20H | EMBASSY PARK | 300291241 | WKLC/PCE/J01558/MB42817 | 42817 | CLOSED | KONDO EMBASSYVIEW NO.2 JLN AMPANG | KUALA LUMPUR PUSAT | TAMCO | INST |  | Pass | null
411335180 | Existing | 20710 | VACUUM | 11 kV | 630 | TNB | DISTRIBUTION |  |  | VK 10J20H | TX 2 | 300061197 | WKLC/PCE/J00002/MB20710 | 20710 | CLOSED | MUI HONG APARTMENT | KUALA LUMPUR PUSAT | TAMCO | INST |  | Pass | null
419231813 | Existing | 47392 | VACUUM | 11 kV | 630 | TNB | DISTRIBUTION |  |  | VK 10J20H | 11KV CONSUMER | 300537249 | WKLC/PCE/J00022/MB1 | 47392 | OPEN | BANK SIMPANAN NASIONAL | KUALA LUMPUR PUSAT | TAMCO | INST | YTBC | Pass | null
418279425 | Existing | 5744 | VACUUM | 11 kV | 630 | TNB | DISTRIBUTION |  |  | 12A20 | CITI BANK MEDAN PASAR | 300245348 | WKLC/PCE/J01249/MB5744 | 5744 | CLOSED | HONG KONG & SHANGHAI BANK | KUALA LUMPUR PUSAT | EPE | INST |  | Pass | null
416560949 | Existing | 20445 | VACUUM | 11 kV | 630 | TNB | DISTRIBUTION |  |  | VMH12 | TX 2 | 300062349 | WKLC/PCE/J00214/MB20445 | 20445 | CLOSED | PHILEO AVENUE NO.2 | KUALA LUMPUR PUSAT | LKH | INST |  | Pass | null
377520386 | Existing |  | VACUUM |  | 0 | TNB | DISTRIBUTION | [6 empty] | 14 | OPEN | PPU GREAT EASTERN | KUALA LUMPUR PUSAT |  |  |  | Fail | Please check "Operating Voltage"
377692331 | Existing | 5TO | VACUUM | 33 kV | 2 | TNB | DISTRIBUTION |  | TAMCO | VY30P25D | INCOMAER 5 | 300286635 | WKLC/PMU/G00007/MB5TO | 5TO | CLOSED | PMU PANDAN MAJU 132/33/11KV | KUALA LUMPUR PUSAT | TAMCO | INST |  | Pass | null
377692235 | Existing | 23L5 | VACUUM | 33 kV | 1 | TNB | DISTRIBUTION |  | TAMCO | VY30M25D | PPU KOSAS 2P5 | 300286628 | WKLC/PMU/G00007/MB23L5 | 23 | CLOSED | PMU PANDAN MAJU 132/33/11KV | KUALA LUMPUR PUSAT | TAMCO | INST |  | Pass | null
417789051 | Existing |  | VACUUM | 11 kV | 0 | TNB | DISTRIBUTION | [6 empty] | 52164 | CLOSED | LINCOLN CENTRE JTR | KUALA LUMPUR PUSAT |  |  |  | Pass | null
417870861 | Existing | 19046 | VACUUM | 11 kV | 630 | TNB | DISTRIBUTION |  |  | VK 10J20H | TRANSFORMER 2 | 300244647 | WKLC/PCE/J01044/MB19046 | 19046 | CLOSED | MEDIUM COST APARTMENT JLN ANG SENG 2 | KUALA LUMPUR PUSAT | TAMCO | INST |  | Pass | null
417479867 | Existing | 47811 | VACUUM | 11 kV | 630 | TNB | DISTRIBUTION |  |  | HV-12 | RITZ CARLTON NO2 | 300537557 | WKLC/PCE/J01365/MB47811 | 47811 | OPEN | RITZ CARLTON HOTEL NO1 | KUALA LUMPUR PUSAT | TOSHIBA | INST | YTBC | Pass | null
417480628 | Existing | 50294 | VACUUM | 11 kV | 630 | TNB | DISTRIBUTION |  |  | 8BK-88 |  | 311297244 | WKLC/PCE/J01779/MB50294 | 50294 | OPEN | SSU TRIBECA JLN IMBI | KUALA LUMPUR PUSAT | ITEM | INST | YTBC | Pass | null
418933153 | Existing |  | VACUUM | 11 kV | 0 | TNB | DISTRIBUTION | [6 empty] | 48285 | CLOSED | SSU TRILLION JLN TUN RAZAK | KUALA LUMPUR PUSAT |  |  |  | Pass | null
377305148 | Existing | VCB13 | VACUUM | 11 kV | 630 | TNB | DISTRIBUTION |  | TAMCO | VK-10J20D | PANDAN PERDANA NO.10 | 300046894 | WKLC/PPU/G00035/NB13 | 13 | CLOSED | PPU MPAJ | KUALA LUMPUR PUSAT | TAMCO | INST |  | Pass | null
377950667 | Existing | VCB1 | VACUUM | 11 kV | 630 | TNB | DISTRIBUTION |  | TAMCO | VK 10J25H | PENGGUNA GRAND HYATT 11KV | 310104999 | WKLC/PPU/G00046/NB1 | 1 | CLOSED | PPU GRAND HYATT | KUALA LUMPUR PUSAT | TAMCO | INST | YTBC | Pass | null
419553904 | Existing | 45102 | VACUUM | 11 kV | 630 | TNB | DISTRIBUTION |  |  | VK 10J20H | MENARA BIMB | 300293330 | WKLC/PCE/J01595/MB45102 | 45102 | CLOSED | SOHO JALAN PERAK | KUALA LUMPUR PUSAT | TAMCO | INST |  | Pass | null
417939316 | Existing | 35329 | VACUUM | 11 kV | 630 | TNB | DISTRIBUTION |  |  | VK10J25H | TMN DAGANG PERMAI NO.2 | 300245867 | WKLC/PCE/J01357/MB35329 | 35329 | CLOSED | TMN DAGANG PERMAI NO.1 | KUALA LUMPUR PUSAT | TAMCO | INST |  | Pass | null
411335806 | Existing | 6741 | VACUUM | 11 kV | 630 | TNB | DISTRIBUTION |  |  | 3AH5 103-1 | WISMA TECK LEE | 300062826 | WKLC/PCE/J00304/MB6741 | 6741 | CLOSED | JLN GEREJA | KUALA LUMPUR PUSAT | ITEM | INST |  | Pass | null
415746650 | Existing | 28023 | VACUUM | 11 kV | 630 | TNB | DISTRIBUTION |  |  | 8BK-88E A1 | P/E WISMA PUTRA | 300245064 | WKLC/PCE/J01270/MB28023 | 28023 | CLOSED | MENARA DEWAN BAHASA & PUSTAKA | KUALA LUMPUR PUSAT | ITEM | INST |  | Pass | null
416440970 | Existing | 17638 | VACUUM | 11 kV | 630 | TNB | DISTRIBUTION |  |  | SBV-4 | TX1 | 300061679 | WKLC/PCE/J00091/MB17638 | 17638 | CLOSED | CROWN REGENCY JALAN P RAMLEE | KUALA LUMPUR PUSAT | GEC | INST |  | Pass | null
377375221 | Existing | VCB31 | VACUUM | 11 kV | 2 | TNB | DISTRIBUTION |  | EPE | VFT-12 | 30MVA TX1 | 300285807 | WKLC/PPU/G00032/NB31 | 31 | CLOSED | PPU HOSPITAL AMPANG | KUALA LUMPUR PUSAT | EPE | INST |  | Pass | null
417278101 | Existing | 29531 | VACUUM | 11 kV | 630 | TNB | DISTRIBUTION |  |  | UNIVAC 12/20 | TX 2 | 300066574 | WKLC/PCE/J00967/MB29531 | 29531 | CLOSED | PANDAN COURT NO 2 JLN MEWAH UTARA | KUALA LUMPUR PUSAT | UNIVAC | INST |  | Pass | null
419026456 | Existing | 35934 | VACUUM | 11 kV | 630 | TNB | DISTRIBUTION |  |  | SBV 4 | IMPERIAL HOTEL | 300063794 | WKLC/PCE/J00476/MB21858 | 21858 | CLOSED | PE PARK INN HOTEL | KUALA LUMPUR PUSAT | MAHKOTA MANUFACTURING SDN. BHD | INST |  | Pass | null
418163105 | Existing | 8795 | VACUUM | 11 kV | 630 | TNB | DISTRIBUTION |  |  | VFT12 | FAJAR SUPERMARKET | 300244923 | WKLC/PCE/J01028/MB8795 | 8795 | CLOSED | JLN FOSS | KUALA LUMPUR PUSAT | EPE | INST |  | Pass | null
412249950 | Existing | 11387 | VACUUM | 11 kV | 630 | TNB | DISTRIBUTION |  |  | VFT 12 | TX | 300063580 | WKLC/PCE/J00437/MB11387 | 11387 | CLOSED | JLN WALTER GRENEUR BKT BINTANG | KUALA LUMPUR PUSAT | EPE | INST |  | Pass | null
418458979 | Existing | 49759 | VACUUM | 11 kV | 630 | TNB | DISTRIBUTION |  |  | VK10J20H | PPU WARISAN TRADISI CB 6 | 311297308 | WKLC/PCE/J01740/MB49759 | 49759 | CLOSED | SSU SUNWAY VELOCITY MALL 2 | KUALA LUMPUR PUSAT | TAMCO | INST | YTBC | Pass | null
416595795 | Existing | 49254 | VACUUM | 11 kV | 630 | TNB | DISTRIBUTION |  |  | N/A | PE ROYAL CHULAN | 300511610 | WKLC/PCE/J01726/MB1 | 49254 | CLOSED | SSU BANYAN TREE SIGNATURE JLN CONLAY | KUALA LUMPUR PUSAT | TAMCO | INST |  | Pass | null
412284288 | Existing | 14269 | VACUUM | 11 kV | 630 | TNB | DISTRIBUTION |  |  | VK10J20H | 11 KV PENGGUNA | 300062328 | WKLC/PCE/J00208/MB14269 | 14269 | CLOSED | DAIRY MAID ( PLAZA RAJA CHULAN ) | KUALA LUMPUR PUSAT | TAMCO | INST |  | Pass | null
377396013 | Existing | VCB32 | VACUUM | 11 kV | 2 | TNB | DISTRIBUTION |  | TAMCO | VK 10P 25D | 30 MVA TX2 | 300044410 | WKLC/PPU/G00013/NB32 | 32 | CLOSED | PPU KLCC | KUALA LUMPUR PUSAT |  | INST |  | Pass | null
417046498 | Existing |  | VACUUM | 33 kV | 0 | TNB | DISTRIBUTION | [6 empty] | 2P5 | CLOSED |  | KUALA LUMPUR PUSAT |  |  |  | Pass | null
377979668 | Existing | 4S5 | VACUUM | 33 kV | 1 | TNB | DISTRIBUTION |  | TAMCO | VY-30M25D | 4S5-CUSTOMER TOWER 2B | 300044915 | WKLC/SSU/G00002/MB4S5 | 4S5 | CLOSED | SSU KLCC NO.2 | KUALA LUMPUR PUSAT | TAMCO | INST |  | Pass | null
412254896 | Existing | 48173 | VACUUM | 11 kV | 630 | TNB | DISTRIBUTION |  |  | VFT-12 | PE WISMA XYZ | 311297253 | WKLC/PCE/J01634/MB48173 | 48173 | CLOSED | PE THE HORIZON JLN TUN RAZAK | KUALA LUMPUR PUSAT | EPE | INST | YTBC | Pass | null
377951894 | Existing | 1WO | VACUUM | 33 kV | 2 | TNB | DISTRIBUTION |  | ITEM | N/A | BUS COUPLER | 300451588 | WKLC/PPU/G00039/MB1W0 | 1WO | OPEN | PPU ST MARY | KUALA LUMPUR PUSAT |  | INST |  | Pass | null
378148897 | Existing | 7L5 | VACUUM | 33 kV | 1 | TNB | DISTRIBUTION |  | TAMCO | VY 30M25D | PPU DAYABUMI (2P5) | 300043857 | WKLC/PMU/G00001/MB7L5 | 7L5 | CLOSED | PMU BRICKFIELD 132/33KV | KUALA LUMPUR PUSAT | TAMCO | INST |  | Pass | null
418446289 | Existing | 5729 | VACUUM | 11 kV | 400 | TNB | DISTRIBUTION |  |  | R4/1 MK8 | CONSUMER | 300245371 | WKLC/PCE/J01171/MB5729 | 5729 | CLOSED | WISMA SEE HOY CHAN ( JALAN RAJA CHULAN ) | KUALA LUMPUR PUSAT | VSI BRUSH | INST |  | Pass | null
417940671 | Existing | 38835 | VACUUM | 11 kV | 630 | TNB | DISTRIBUTION |  |  | VK10J20H | SPARE | 300266713 | WKLC/PCE/J01434/MB38835 | 38835 | OPEN | CARREFOUR AMPANG | KUALA LUMPUR PUSAT | TAMCO | INST |  | Pass | null
418309308 | Existing | 12675 | VACUUM | 11 kV | 630 | TNB | DISTRIBUTION |  |  | 88K-88E B2B | PENGGUNA | 300062576 | WKLC/PCE/J00254/MB12675 | 12675 | CLOSED | SUCASA JALAN AMPANG | KUALA LUMPUR PUSAT | ITEM | INST |  | Pass | null
418893756 | Existing |  | VACUUM | 11 kV | 0 | TNB | DISTRIBUTION | [6 empty] | 18386 | OPEN | MEGAN PHILEO PROMENADE BLK A | KUALA LUMPUR PUSAT |  |  |  | Pass | null
415749399 | Existing | 33317 | VACUUM | 11 kV | 630 | TNB | DISTRIBUTION |  |  | VK10J20H | PENGGUNA 11KV | 300245175 | WKLC/PCE/J01135/MB33317 | 33317 | CLOSED | SSU KLCC CONVENTION EXHIBITION CENTRE | KUALA LUMPUR PUSAT | TAMCO | INST |  | Pass | null
417699177 | Existing |  | VACUUM | 11 kV | 0 | TNB | DISTRIBUTION | [6 empty] | N/A | CLOSED | PANDAN JAYA NO.1 | KUALA LUMPUR PUSAT |  |  |  | Pass | null
384300331 | Existing |  | VACUUM | 33 kV | 0 | TNB | DISTRIBUTION | [6 empty] | H04 | CLOSED | SSU KLST | KUALA LUMPUR PUSAT |  |  |  | Pass | null
416870255 | Existing | 14808 | VACUUM | 11 kV | 630 | TNB | DISTRIBUTION |  |  | VK10J20H | ONE AMPANG AVENUE NO 5 | 300064936 | WKLC/PCE/J00678/MB14808 | 14808 | CLOSED | AMPANG UTAMA | KUALA LUMPUR PUSAT | TAMCO | INST |  | Pass | null
377692829 | Existing | VCB6 | VACUUM | 11 kV | 630 | TNB | DISTRIBUTION |  | EPE | VFT12D | CABLE ABANDON | 300043972 | WKLC/PMU/G00006/NB6 | 6 | OPEN | PMU MID VALLEY 132/33/11KV | KUALA LUMPUR PUSAT | EPE | INST |  | Pass | null
377523128 | Existing | VCB12 | VACUUM | 11 kV | 630 | TNB | DISTRIBUTION |  | TAMCO | VK-10J20D | PERMAI DESA JLN 13D AMPG JAYA | 300044053 | WKLC/PPU/G00001/NB12 | 12 | CLOSED | PPU AMPANG SPECIALIST CENTRE | KUALA LUMPUR PUSAT | TAMCO | INST |  | Pass | null
377301900 | Existing | 1S5 | VACUUM | 33 kV | 1 | TNB | DISTRIBUTION |  | TAMCO | GV 30M 25D | CONSUMER 1 | 310199219 | WKLC/SSU/G00023/MB1S5 | 1S5 | CLOSED | SSU D TIARA | KUALA LUMPUR PUSAT | TAMCO | INST | YTBC | Pass | null
417535816 | Existing | 16659 | VACUUM | 11 kV | 630 | TNB | DISTRIBUTION |  |  | VFT12 | PANGSAPURI KOS SEDERHANA BUKIT | 300061793 | WKLC/PCE/J00110/MB16659 | 16659 | CLOSED | P/PURI EMERALD BKT INDAH | KUALA LUMPUR PUSAT | EPE | INST |  | Pass | null
416561007 | Existing | 20443 | VACUUM | 11 kV | 630 | TNB | DISTRIBUTION |  |  | VK10J20H | PENGGUNA 11KV | 300062244 | WKLC/PCE/J00196/MB20443 | 20443 | CLOSED | PHILEO AVENUE NO .1 | KUALA LUMPUR PUSAT | TAMCO | INST |  | Pass | null
377556802 | Existing | 4P5 | VACUUM | 33 kV | 1 | TNB | DISTRIBUTION |  | TAMCO | VY-30M25D | 4P5 - TMN MIHARJA | 300044591 | WKLC/PPU/G00020/MB4P5 | 4P5 | CLOSED | PPU PANDAN JAYA | KUALA LUMPUR PUSAT | TAMCO | INST |  | Pass | null
377556738 | Existing | VCB6 | VACUUM | 11 kV | 630 | TNB | DISTRIBUTION |  | TAMCO | VK 10J 20D | PANDAN MAJU NO 11 | 300044607 | WKLC/PPU/G00020/NB6 | 6 | CLOSED | PPU PANDAN JAYA | KUALA LUMPUR PUSAT | TAMCO | INST |  | Pass | null
418643726 | Existing | 11308 | VACUUM | 11 kV | 630 | TNB | DISTRIBUTION |  |  | HICLAD 12A20 | PENGGUNA 11KV | 300062859 | WKLC/PCE/J00313/MB11308 | 11308 | CLOSED | PE SHAW COMPLEX | KUALA LUMPUR PUSAT | EPE | INST |  | Pass | null
416105925 | Existing | 18085 | VACUUM | 11 kV | 630 | TNB | DISTRIBUTION |  |  | VMH12 | TAMAN DAGANG NO 1 | 300064837 | WKLC/PCE/J00661/MB18085 | 18085 | CLOSED | PUSAT KOMMERCIAL TAMAN DAGANG NO.1 | KUALA LUMPUR PUSAT | LKH | INST |  | Pass | null
63373676 | Existing | 3L5 | VACUUM | 33 kV | 1 | TNB | DISTRIBUTION |  | TOSHIBA | VY30M25D | DAYA BUMI | 300043868 | WKLC/PMU/G00002/MB3L5 | 3L5 | CLOSED | PMU BUKIT MAHKAMAH 132/33/11KV | KUALA LUMPUR PUSAT | TOSHIBA | INST |  | Pass | null
415895671 | Existing | 39652 | VACUUM | 11 kV | 630 | TNB | DISTRIBUTION |  |  | 3AH5 103 | PPU KLCC CB10 | 311319610 | WKLC/PCE/J01689/MB39652 | 39652 | CLOSED | THE BINJAI | KUALA LUMPUR PUSAT | ITEM | INST | YTBC | Pass | null
377589553 | Existing | VCB9 | VACUUM | 11 kV | 630 | TNB | DISTRIBUTION |  |  | 10-VPR-25B | VCB 9 - TEROWONG LORONG KUDA | 300044663 | WKLC/PPU/G00022/NB9 | 9 | CLOSED | PPU PNB/LUTH | KUALA LUMPUR PUSAT | MITSUBISHI | INST |  | Pass | null
417652364 | Existing | 2996 | VACUUM | 11 kV | 630 | TNB | DISTRIBUTION |  |  | VFT12 | TX 1 | 10000985 | WKLC/PCE/J00012/MB2996 | 29996 | CLOSED | PE SHANGHAI CITY JALAN | KUALA LUMPUR PUSAT | EPE | INST |  | Pass | null
384214363 | Existing |  | VACUUM | 33 kV | 0 | TNB | DISTRIBUTION | [6 empty] | 1SO | CLOSED |  | KUALA LUMPUR PUSAT |  |  |  | Pass | null
377673318 | Existing | VCB5 | VACUUM | 11 kV | 630 | TNB | DISTRIBUTION |  | TAMCO | VK 10J20D | P/E TESCO KG.PANDAN | 300044004 | WKLC/PMU/G00007/NB5 | 5 | CLOSED | PMU PANDAN MAJU 132/33/11KV | KUALA LUMPUR PUSAT | TAMCO | INST |  | Pass | null
377303920 | Existing | VCB5 | VACUUM | 11 kV | 630 | TNB | DISTRIBUTION |  | TAMCO | VK 10J 20DT | SSU MENARA HSC JLN AMPANG | 300044902 | WKLC/PPU/G00031/NB5 | 5 | CLOSED | PPU YOW CHUAN PLAZA | KUALA LUMPUR PUSAT | TAMCO | INST |  | Pass | null
417625888 | Existing | 32973 | VACUUM | 11 kV | 630 | TNB | DISTRIBUTION |  |  | 8BK-88E | TAMAN MALURI NO 6 | 300245183 | WKLC/PCE/J01146/MB32973 | 32973 | CLOSED | SEK REN JLN PERKASA | KUALA LUMPUR PUSAT | ITEM | INST |  | Pass | null
411997251 | Existing | 47499 | VACUUM | 11 kV | 630 | TNB | DISTRIBUTION |  |  | 12A20 | P/E VELOCITY JLN PEEL NO3 | 311297347 | WKLC/PCE/J01657/MB47499 | 47499 | CLOSED | VELOCITY JALAN PEEL NO.4 | KUALA LUMPUR PUSAT | EPE | INST | YTBC | Pass | null
417205342 | Existing | 42371 | VACUUM | 11 kV | 630 | TNB | DISTRIBUTION |  |  | 3AH5 103-1 | MSB PENGGUNA 11KV | 311279635 | WKLC/PCE/J01601/MB42371 | 42371 | CLOSED | MENARA BIMB JLN PERAK | KUALA LUMPUR PUSAT | ITEM | INST | YTBC | Pass | null
412335671 | Existing | 40097 | VACUUM | 11 kV | 630 | TNB | DISTRIBUTION |  |  | VK 10J20H | JKR ELEKTRIK | 300268633 | WKLC/PCE/J01444/MB40097 | 40097 | CLOSED | CIDB JLN CHAN SOW LIN | KUALA LUMPUR PUSAT | TAMCO | INST |  | Pass | null
378401530 | Existing |  | VACUUM | 33 kV | 0 | TNB | DISTRIBUTION | [7 empty] | CLOSED | SSU VENUS ASSET | KUALA LUMPUR PUSAT |  |  |  | Pass | null
411335403 | Existing |  | VACUUM | 11 kV | 0 | TNB | DISTRIBUTION | [6 empty] | 34545 | CLOSED | AIK HUA NO.1 | KUALA LUMPUR PUSAT |  |  |  | Pass | null
417634986 | Existing | 17711 | VACUUM | 11 kV | 630 | TNB | DISTRIBUTION |  |  | VMH12 | P/E WISMA CHEONG WING CHANG | 300244613 | WKLC/PCE/J01089/MB17711 | 17711 | CLOSED | HOTEL MANDARIN COURT | KUALA LUMPUR PUSAT | LKH | INST |  | Pass | null
416660113 | Existing | 48645 | VACUUM | 11 kV | 630 | TNB | DISTRIBUTION |  |  | VK10J20H | PENGGUNA 11KV | 300537118 | WKLC/PCE/J01728/MB2 | 48645 | CLOSED | SSU MENARA PUBLIC BANK JALAN RAJA CHULAN | KUALA LUMPUR PUSAT | TAMCO | INST | YTBC | Pass | null
411335179 | Existing | 16106 | VACUUM | 11 kV | 630 | TNB | DISTRIBUTION |  |  | VK 10J20H | MENARA AIK HUA | 300061195 | WKLC/PCE/J00002/MB16106 | 16106 | CLOSED | MUI HONG APARTMENT | KUALA LUMPUR PUSAT | TAMCO | INST |  | Pass | null
419231844 | Existing | 10418 | VACUUM | 11 kV | 630 | TNB | DISTRIBUTION |  |  | VK 10J20H | 11KV CONSUMER | 300244834 | WKLC/PCE/J00022/MB2 | 10418 | CLOSED | BANK SIMPANAN NASIONAL | KUALA LUMPUR PUSAT | TAMCO | INST | YTBC | Pass | null
417480691 | Existing |  | VACUUM | 11 kV | 0 | TNB | DISTRIBUTION |  |  |  |  | 311554851 | WKLC/PCE/J01889/MB52478 | 52478 | CLOSED | SSU MENARA PRUDENTIAL 2 | KUALA LUMPUR PUSAT | TOSHIBA | INST | YTBC | Pass | null
411997717 | Existing | 518 | VACUUM | 11 kV | 630 | TNB | DISTRIBUTION |  |  | VK10J20H | NO 2 RUMAH PANGSA KOS RENDAH | 300062927 | WKLC/PCE/J00326/MB518 | 518 | CLOSED | JLN PEEL | KUALA LUMPUR PUSAT | TAMCO | INST |  | Pass | null
377588776 | Existing | VCB32 | VACUUM | 11 kV | 2 | TNB | DISTRIBUTION |  | TAMCO | VK 10P25D | INCOMER NO 2 | 300044633 | WKLC/PPU/G00021/NB32 | 32 | CLOSED | PPU PHILEO | KUALA LUMPUR PUSAT | TAMCO | INST |  | Pass | null
418639749 | Existing | 22068 | VACUUM | 11 kV | 630 | TNB | DISTRIBUTION |  |  | VK10J20H | JLN 6/8 TAMAN KOMERSIALP.INDAH | 300066558 | WKLC/PCE/J00965/MB22068 | 22068 | CLOSED | 6/11 TMN KOMERSIAL PANDAN INDAH | KUALA LUMPUR PUSAT | TAMCO | INST |  | Pass | null
377363871 | Existing | 1HO | VACUUM | 33 kV | 1 | TNB | DISTRIBUTION |  | TAMCO | VY-30M25D | 1HO-30MVA TX1 | 300044249 | WKLC/PPU/G00008/MB1HO | 1HO | CLOSED | PPU JALAN PUDU | KUALA LUMPUR PUSAT | TAMCO | INST |  | Pass | null
377952164 | Existing | VCB7 | VACUUM | 11 kV | 630 | TNB | DISTRIBUTION |  | ITEM | 8BK88 K07 | P/E WELD SUPERMARKET | 300451613 | WKLC/PPU/G00039/NB7 | 7 | CLOSED | PPU ST MARY | KUALA LUMPUR PUSAT | ITEM | INST |  | Pass | null
377396829 | Existing | VCB32 | VACUUM | 11 kV | 2 | TNB | DISTRIBUTION |  | ABB | VD4 1220-25 | INCOMER TX NO2 | 300044440 | WKLC/PPU/G00014/NB32 | 32 | CLOSED | PPU LOW YATT | KUALA LUMPUR PUSAT | ABB | INST |  | Pass | null
418893289 | Existing | 18390 | VACUUM | 11 kV | 630 | TNB | DISTRIBUTION |  |  | VK10J20H | TX 2 | 311297216 | WKLC/PCE/J00176/MB18390 | 18390 | CLOSED | MEGAN PHILEO PROMENADE BLK D | KUALA LUMPUR PUSAT | TAMCO | INST | YTBC | Pass | null
412701167 | Existing | 15109 | VACUUM | 11 kV | 630 | TNB | DISTRIBUTION |  |  | 4/800/20-SI | MENARA SEPUTEH | 300245025 | WKLC/PCE/J00171/MB15109 | 15109 | CLOSED | RUMAH PANGSA JALAN TAMAN SEPUTEH SATU | KUALA LUMPUR SELATAN | GEC | INST |  | Fail | Please check "Operational Area"
419450852 | Existing | 15909 | VACUUM | 11 kV | 630 | TNB | DISTRIBUTION |  |  | SBV 4 | ALATUBAH | 300062442 | WKLC/PCE/J00230/MB15909 | 15909 | CLOSED | MENARA BUDAYA | KUALA LUMPUR PUSAT | GEC | INST |  | Pass | null
377521107 | Existing | 1SO | VACUUM | 33 kV | 1 | TNB | DISTRIBUTION |  | ABB | VD4X 3612-25 | BUS SECTION | 300316004 | WKLC/PPU/G00003/MB4P5 | 4P5 | OPEN | PPU BUKIT BINTANG | KUALA LUMPUR PUSAT | ABB | INST |  | Pass | null
411708756 | Existing | 19992 | VACUUM | 11 kV | 630 | TNB | DISTRIBUTION |  |  | VK 10J20H | TX 500KVA TAP1 | 10001032 | WKLC/PCE/J00225/MB19993 | 19993 | CLOSED | WISMA UOA NO.2 | KUALA LUMPUR PUSAT | TAMCO | INST |  | Pass | null
407544009 | Existing | 4S5 | VACUUM | 33 kV | 1 | TNB | DISTRIBUTION |  |  |  | PMU PAVILION | 311031678 | WKLC/SSU/G00032/MB6 | 6S5 | CLOSED | SSU EQUATORIAL | KUALA LUMPUR PUSAT | TSG | INST | YTBC | Pass | null
416571048 | Existing | 11477 | VACUUM | 11 kV | 630 | TNB | DISTRIBUTION |  |  | VFT-12 | 2-12 CONDO | 300062536 | WKLC/PCE/J00245/MB11477 | 11477 | CLOSED | SENI HARTA | KUALA LUMPUR PUSAT | EPE | INST |  | Pass | null
412284271 | Existing | 14270 | VACUUM | 11 kV | 630 | TNB | DISTRIBUTION |  |  | VK10J20H | TX | 300062329 | WKLC/PCE/J00208/MB14270 | 14270 | CLOSED | DAIRY MAID ( PLAZA RAJA CHULAN ) | KUALA LUMPUR PUSAT | TAMCO | INST |  | Pass | null
416033070 | Existing | 49279 | VACUUM | 11 kV | 630 | TNB | DISTRIBUTION |  |  | N/A | PPU GRAND HYATT CB 4 | 300513681 | WKLC/PCE/J01738/MB6 | 49279 | CLOSED | RESIDENSI SULTAN ISMAIL | KUALA LUMPUR PUSAT | TAMCO | INST | YTBC | Pass | null
417046465 | Existing |  | VACUUM | 33 kV | 0 | TNB | DISTRIBUTION | [6 empty] | 1HO | CLOSED |  | KUALA LUMPUR PUSAT |  |  |  | Pass | null
377590828 | Existing | VCB34 | VACUUM | 11 kV | 2 | TNB | DISTRIBUTION |  | TAMCO | VK 10P 25D | VCB 34 - BUS COUPLER | 300044743 | WKLC/PPU/G00025/NB34 | 34 | CLOSED | PPU TAMAN DATOK AHMAD RAZALI | KUALA LUMPUR PUSAT | TAMCO | INST |  | Pass | null
412254895 | Existing | 48175 | VACUUM | 11 kV | 630 | TNB | DISTRIBUTION |  |  | VFT-12 | LOOPING | 311297255 | WKLC/PCE/J01634/MB48175 | 48175 | CLOSED | PE THE HORIZON JLN TUN RAZAK | KUALA LUMPUR PUSAT | EPE | INST | YTBC | Pass | null
377951100 | Existing | VCB7 | VACUUM | 11 kV | 630 | TNB | DISTRIBUTION |  | ITEM | N/A | SPARE | 310104868 | WKLC/PPU/G00040/NB7 | 7 | OPEN | PPU BANK KERJASAMA RAKYAT | KUALA LUMPUR PUSAT | ITEM | INST | YTBC | Pass | null
377951957 | Existing | VCB10 | VACUUM | 11 kV | 630 | TNB | DISTRIBUTION |  | ITEM | 8BK88 K10 | P/E MENARA DION | 300451599 | WKLC/PPU/G00039/NB10 | 10 | CLOSED | PPU ST MARY | KUALA LUMPUR PUSAT | ITEM | INST |  | Pass | null
419090125 | Existing | 4383 | VACUUM | 11 kV | 630 | TNB | DISTRIBUTION |  |  | VK10J20H | PENGGUNA | 300066530 | WKLC/PCE/J00959/MB4383 | 4383 | CLOSED | MIDF | KUALA LUMPUR PUSAT | TAMCO | INST |  | Pass | null
420005865 | Existing |  | VACUUM | 11 kV | 0 | TNB | DISTRIBUTION | [6 empty] | 46063 | OPEN | PLAZA TOL BESRAYA PUDU ULU | KUALA LUMPUR PUSAT |  |  |  | Pass | null
416385058 | Existing | 19193 | VACUUM | 11 kV | 630 | TNB | DISTRIBUTION |  |  | 3AH5 104-2 | PENGGUNA 11KV | 300064669 | WKLC/PCE/J00633/MB19193 | 19193 | CLOSED | MENARA PERKESO | KUALA LUMPUR PUSAT | ITEM | INST |  | Pass | null
417999995 | Existing |  | VACUUM | 33 kV | 0 | TNB | DISTRIBUTION | [6 empty] | 5S5 | CLOSED |  | KUALA LUMPUR PUSAT |  |  |  | Pass | null
416442132 | Existing | 48478 | VACUUM | 11 kV | 630 | TNB | DISTRIBUTION |  |  | VK10J20H | CONSUMER 11KV | 300537210 | WKLC/PCE/J01731/MB6 | 48478 | CLOSED | SSU SUITE PLATINUM | KUALA LUMPUR PUSAT | TAMCO | INST | YTBC | Pass | null
415749398 | Existing | 51009 | VACUUM | 11 kV | 630 | TNB | DISTRIBUTION |  |  | VK10J20H | LOOPING B | 311297198 | WKLC/PCE/J01135/MB51009 | 51009 | CLOSED | SSU KLCC CONVENTION EXHIBITION CENTRE | KUALA LUMPUR PUSAT | TAMCO | INST | YTBC | Pass | null
398664520 | Existing |  | VACUUM | 11 kV | 0 | TNB | DISTRIBUTION | [6 empty] | 50445 | CLOSED | WISMA RISDA | KUALA LUMPUR TIMUR |  |  |  | Fail | Please check "Operational Area"
377522366 | Existing | VCB3 | VACUUM | 11 kV | 630 | TNB | DISTRIBUTION |  | TAMCO | VK-10J20D | PLAZA RAJA CHULAN(DAIRY MAID) | 300044086 | WKLC/PPU/G00002/NB3 | 3 | CLOSED | PPU BSKL | KUALA LUMPUR PUSAT |  | INST |  | Pass | null
377522999 | Existing | VCB1 | VACUUM | 11 kV | 630 | TNB | DISTRIBUTION |  | TAMCO | VK-10J20D | LOCAL TX | 300044050 | WKLC/PPU/G00001/NB1 | 1 | CLOSED | PPU AMPANG SPECIALIST CENTRE | KUALA LUMPUR PUSAT | TAMCO | INST |  | Pass | null
409121030 | Existing |  | VACUUM | 33 kV | 0 | TNB | DISTRIBUTION | [6 empty] | 2P5 | CLOSED | PPU WARISAN TRADISI | KUALA LUMPUR PUSAT |  |  |  | Pass | null
419159149 | Existing | 11569 | VACUUM | 11 kV | 630 | TNB | DISTRIBUTION |  |  | VK10J20H | PANDAN INDAH COMPACT | 300066333 | WKLC/PCE/J00920/MB11569 | 11569 | CLOSED | PANDAN INDAH ABRA NO 4 | KUALA LUMPUR PUSAT | TAMCO | INST |  | Pass | null
377301995 | Existing | 2S5 | VACUUM | 33 kV | 1 | TNB | DISTRIBUTION |  | TAMCO | GV 30M 25D | CONSUMER 2 | 310199222 | WKLC/SSU/G00023/MB2S5 | 2S5 | CLOSED | SSU D TIARA | KUALA LUMPUR PUSAT | TAMCO | INST | YTBC | Pass | null
417038626 | Existing | 4369 | VACUUM | 11 kV | 630 | TNB | DISTRIBUTION |  |  | VK 10J20H | 11KV CONSUMER | 300244759 | WKLC/PCE/J01205/MB4369 | 4369 | CLOSED | PUBLIC BANK | KUALA LUMPUR PUSAT | TAMCO | INST |  | Pass | null
417317785 | Existing | 29877 | VACUUM | 11 kV | 630 | TNB | DISTRIBUTION |  |  | 8BK-90 | TX | 300061464 | WKLC/PCE/J00053/MB29877 | 29877 | CLOSED | PUSAT PENJAJA KG PANDAN JLN WIRAWATI | KUALA LUMPUR PUSAT | ITEM | INST |  | Pass | null
417767567 | Existing | 12684 | VACUUM | 11 kV | 630 | TNB | DISTRIBUTION |  |  | 8BK-88E A1 | PPU TAMAN KOSAS | 300062087 | WKLC/PCE/J00163/MB12684 | 12684 | CLOSED | TAMAN KOSAS NO.8 | KUALA LUMPUR PUSAT | ITEM | INST |  | Pass | null
419069021 | Existing | 34866 | VACUUM | 11 kV | 630 | TNB | DISTRIBUTION |  |  | HV-12 | MERDEKA VILLA BLOK 3 JLN MERDE | 300245846 | WKLC/PCE/J01351/MB34866 | 34866 | CLOSED | MERDEKA VILLA BLOK 1B JLN MERDEKA | KUALA LUMPUR PUSAT | TOPRANK | INST |  | Pass | null
377592151 | Existing | 2HO | VACUUM | 33 kV | 1 | TNB | DISTRIBUTION |  | TAMCO | VY-30M25DT | 15 MVA TX2 | 300044785 | WKLC/PPU/G00027/MB2HO | 2HO | CLOSED | PPU TASIK TAMBAHAN | KUALA LUMPUR PUSAT | TAMCO | INST |  | Pass | null
377398921 | Existing | 4P5 | VACUUM | 33 kV | 1 | TNB | DISTRIBUTION |  | TAMCO | VY 30M 25D | 4P5 - SPARE | 300044506 | WKLC/PPU/G00017/MB4P5 | 4P5 | CLOSED | PPU MIHARJA | KUALA LUMPUR PUSAT | TAMCO | INST |  | Pass | null
412284152 | Existing | 9844 | VACUUM | 11 kV | 630 | TNB | DISTRIBUTION |  |  | 3AH5104-2 | TX | 300062998 | WKLC/PCE/J00341/MB9844 | 9844 | CLOSED | ISTANA PAHANG | KUALA LUMPUR PUSAT | ITEM | INST |  | Pass | null
377398032 | Existing | VCB12 | VACUUM | 11 kV | 630 | TNB | DISTRIBUTION |  | TAMCO | VK 10J 20D | AUSTRALIAN EMBASSY | 300044482 | WKLC/PPU/G00016/NB12 | 12 | CLOSED | PPU MBF PLAZA | KUALA LUMPUR PUSAT | TAMCO | INST |  | Pass | null
411305256 | Existing | 13089 | VACUUM | 11 kV | 630 | TNB | DISTRIBUTION |  |  | 3AH5 103-1 | REGENCY TOWER | 300245148 | WKLC/PCE/J01000/MB13089 | 13089 | OPEN | ORIENTAL BANK HQ | KUALA LUMPUR PUSAT | ITEM | INST |  | Pass | null
399845542 | Existing | 17173 | VACUUM | 11 kV | 630 | TNB | DISTRIBUTION |  |  | 4/800/20/SI | TX | 300062066 | WKLC/PCE/J00159/MB17173 | 17173 | CLOSED | WICKHAM RESIDENT JALAN WICKHAM | KUALA LUMPUR TIMUR | GEC | INST |  | Fail | Please check "Operational Area"
400428532 | Existing | 14907 | VACUUM | 11 kV | 630 | TNB | DISTRIBUTION |  |  | VK10J20H | 11KV PENGGUNA | 300064612 | WKLC/PCE/J00624/MB14907 | 14908 | CLOSED | WISMA CHINESE CHAMBER | KUALA LUMPUR TIMUR | TAMCO | INST |  | Fail | Please check "Operational Area"
418227048 | Existing | 18381 | VACUUM | 11 kV | 630 | TNB | DISTRIBUTION |  |  | VMH12 | TX | 300062113 | WKLC/PCE/J00172/MB18381 | 18381 | CLOSED | MENARA PHILEO APARTMENT TOWER | KUALA LUMPUR PUSAT | LKH HSS | INST |  | Pass | null
418227745 | Existing | 51089 | VACUUM | 11 kV | 630 | TNB | DISTRIBUTION |  |  | VK 10J20H | SSU MENARA TR 2 JLN AMPANG | 311279542 | WKLC/PCE/J01809/MB51089 | 51089 | CLOSED | SSU MENARA TR 1 JLN AMPANG | KUALA LUMPUR PUSAT | TAMCO | INST | YTBC | Pass | null
419288451 | Existing | 17839 | VACUUM | 11 kV | 630 | TNB | DISTRIBUTION |  |  | VFT12-106 | TX 2 | 10000592 | WKLC/PCE/J00402/MB17839 | 17839 | CLOSED | RUMAH KEDAI NO 1 PANDAN MEWAH | KUALA LUMPUR PUSAT | EPE | INST |  | Pass | null
415131051 | Existing | 15459 | VACUUM | 11 kV | 630 | TNB | DISTRIBUTION |  |  | VK10J20H | CASA RESIDENSI JALAN GALLOWAY | 300245892 | WKLC/PCE/J01363/MB15459 | 15459 | OPEN | LRT JLN HANG TUAH | KUALA LUMPUR PUSAT | TAMCO | INST |  | Pass | null
412744330 | Existing | 49324 | VACUUM | 11 kV | 630 | TNB | DISTRIBUTION |  |  | 3AH5104-2 | SPARE | 300537139 | WKLC/PCE/J01722/MB3 | 49324 | CLOSED | SSU DESA GREEN TMN DESA | KUALA LUMPUR SELATAN | SIEMENS | INST | YTBC | Fail | Please check "Operational Area"
417505651 | Existing | 50627 | VACUUM | 11 kV | 630 | TNB | DISTRIBUTION |  |  | VK10J20H | P/E KG. PANDAN NV | 311297188 | WKLC/PCE/J01790/MB50627 | 50627 | CLOSED | SSU PANDAN MAS JLN D'LAPAN | KUALA LUMPUR PUSAT | TAMCO | INST | YTBC | Pass | null
378160110 | Existing | 3P5 | VACUUM | 33 kV | 1 | TNB | DISTRIBUTION |  | EPE | VGA-32 | 3P5 - PPU PANDAN INDAH | 310104878 | WKLC/PPU/G00043/MB4 | 4P5 | OPEN | PPU BANGUNAN MAS BARU | KUALA LUMPUR PUSAT |  |  |  | Pass | null
418761109 | Existing | 1320 | VACUUM | 11 kV | 400 | TNB | DISTRIBUTION |  |  | BVP3 | AIA | 300063974 | WKLC/PCE/J00509/MB1320 | 1320 | CLOSED | STANDARD CHARTERED BANK JLN LEBOH AMPANG | KUALA LUMPUR PUSAT | AEI | DLFL INAC INST |  | Pass | null
417652363 | Existing | 2997 | VACUUM | 11 kV | 630 | TNB | DISTRIBUTION |  |  | VFT12 | PPU STAR HILL | 10000984 | WKLC/PCE/J00012/MB2997 | 29997 | CLOSED | PE SHANGHAI CITY JALAN | KUALA LUMPUR PUSAT | EPE | INST |  | Pass | null
384214330 | Existing |  | VACUUM | 33 kV | 0 | TNB | DISTRIBUTION | [6 empty] | 3P5 | CLOSED |  | KUALA LUMPUR PUSAT |  |  |  | Pass | null
418648960 | Existing | 12552 | VACUUM | 11 kV | 630 | TNB | DISTRIBUTION |  |  | VK 10J20H | ABANDONED | 300062093 | WKLC/PCE/J00164/MB12552 | 12552 | OPEN | WISMA DENMARK | KUALA LUMPUR PUSAT | TAMCO | INST |  | Pass | null
416346390 | Existing | 7812 | VACUUM | 11 kV | 630 | TNB | DISTRIBUTION |  |  | VK10J20H | TX | 300063896 | WKLC/PCE/J00496/MB7812 | 7812 | CLOSED | PE BANGUNAN GETAH ASLI | KUALA LUMPUR PUSAT | TAMCO | INST |  | Pass | null
416759460 | Existing | 45852 | VACUUM | 11 kV | 630 | TNB | DISTRIBUTION |  |  | 8BK-88E A1 | SPARE | 311279569 | WKLC/PCE/J01684/MB45852 | 45852 | OPEN | SASTRA U-THANT LORONG AMPANG 2 | KUALA LUMPUR PUSAT | ITEM | INST | YTBC | Pass | null
377692790 | Existing | 5L5 | VACUUM | 33 kV | 1 | TNB | DISTRIBUTION |  | EPE | VJ-32DBB | SPARE | 300043955 | WKLC/PMU/G00006/MB5L5 | 5L5 | OPEN | PMU MID VALLEY 132/33/11KV | KUALA LUMPUR PUSAT | EPE | INST |  | Pass | null
412297436 | Existing | 19174 | VACUUM | 11 kV | 630 | TNB | DISTRIBUTION |  |  | VMH12 | BKT. SRI CEYLON LRG. CEYLON | 300061188 | WKLC/PCE/J00001/MB19174 | 19174 | CLOSED | P/PURI SRI CHANGKAT RAJA CHULAN | KUALA LUMPUR PUSAT | LKH HSS | INST |  | Pass | null
412249965 | Existing | 11388 | VACUUM | 11 kV | 630 | TNB | DISTRIBUTION |  |  | VFT 12 | JLN BARAT | 300063581 | WKLC/PCE/J00437/MB11388 | 11388 | OPEN | JLN WALTER GRENEUR BKT BINTANG | KUALA LUMPUR PUSAT | EPE | INST |  | Pass | null
377361786 | Existing | VCB1 | VACUUM | 11 kV | 630 | TNB | DISTRIBUTION |  | REYROLLE | LMVP/X5/M0 | ABANDON | 300044370 | WKLC/PPU/G00012/NB1 | 1 | CLOSED | PPU KL TOWN | KUALA LUMPUR PUSAT | REYROLLE | INST |  | Pass | null
377361882 | Existing | VCB32 | VACUUM | 11 kV | 1 | TNB | DISTRIBUTION |  | REYROLLE | LMVP/X4/M0 | 15 MVA TX 2 | 300044376 | WKLC/PPU/G00012/NB32 | 32 | CLOSED | PPU KL TOWN | KUALA LUMPUR PUSAT | REYROLLE | INST |  | Pass | null
378316489 | Existing |  | VACUUM | 11 kV | 0 | TNB | DISTRIBUTION | [6 empty] | 50629 | CLOSED |  | KUALA LUMPUR PUSAT |  |  |  | Pass | null
411738780 | Existing | 46245 | VACUUM | 11 kV | 630 | TNB | DISTRIBUTION |  |  | 12A20 | PE TESCO KG PANDAN | 300449518 | WKLC/PCE/J01616/MB46245 | 46245 | CLOSED | STESEN SUIS TNBT KG.PANDAN | KUALA LUMPUR PUSAT | EPE | INST |  | Pass | null
411739637 | Existing |  | VACUUM | 11 kV | 0 | TNB | DISTRIBUTION | [6 empty] | 51927 | CLOSED | SSU PANDAN MAS 2A | KUALA LUMPUR PUSAT |  |  |  | Pass | null
419532918 | Existing | 46059 | VACUUM | 11 kV | 630 | TNB | DISTRIBUTION |  |  | VFT-12 | SPARE | 311297381 | WKLC/PCE/J01610/MB46059 | 46059 | CLOSED | NIHON MARKET JLN PASAR BARU | KUALA LUMPUR PUSAT | EPE | INST | YTBC | Pass | null
377636150 | Existing | VCB9 | VACUUM | 11 kV | 630 | TNB | DISTRIBUTION |  | TAMCO | VK10J20D | P/E UMBC | 300044832 | WKLC/PPU/G00028/NB9 | 9 | CLOSED | PPU TELEKOM BRICKFIELD | KUALA LUMPUR PUSAT | TAMCO | INST |  | Pass | null
418648665 | Existing | 11107 | VACUUM | 11 kV | 630 | TNB | DISTRIBUTION |  |  | VFT-12 | PANB WISMA HAW PAR | 300064282 | WKLC/PCE/J00569/MB11107 | 11107 | CLOSED | MENARA PINANG | KUALA LUMPUR PUSAT | EPE | INST |  | Pass | null
377589504 | Existing | 2P5 | VACUUM | 33 kV | 630 | TNB | DISTRIBUTION |  |  | 30FSG-25A | 2P5 - KG LANJUT 2 | 300044647 | WKLC/PPU/G00022/MB2P5 | 2P5 | CLOSED | PPU PNB/LUTH | KUALA LUMPUR PUSAT | MITSUBISHI | INST |  | Pass | null
377694970 | Existing | VCB5 | VACUUM | 11 kV | 630 | TNB | DISTRIBUTION |  | EPE | VFT-12D | MENARA ESSO | 300043941 | WKLC/PMU/G00005/NB5 | 5 | CLOSED | PMU KLCC 132/33/11KV | KUALA LUMPUR PUSAT | EPE | INST |  | Pass | null
377694938 | Existing | VCB32 | VACUUM | 11 kV | 2 | TNB | DISTRIBUTION |  | EPE | VFT-12D | INCOMER NO2 | 300043938 | WKLC/PMU/G00005/NB32 | 32 | CLOSED | PMU KLCC 132/33/11KV | KUALA LUMPUR PUSAT | EPE | INST |  | Pass | null
377694842 | Existing | 4L5 | VACUUM | 33 kV | 1 | TNB | DISTRIBUTION |  | EPE | VJ-32 | PPU KLCC | 300043923 | WKLC/PMU/G00005/MB4L5 | 4 | CLOSED | PMU KLCC 132/33/11KV | KUALA LUMPUR PUSAT | EPE | INST |  | Pass | null
377363742 | Existing | VCB10 | VACUUM | 11 kV | 630 | TNB | DISTRIBUTION |  | TAMCO | VK-10J20D | TRANSIT HOTEL JLN PUDU | 300044257 | WKLC/PPU/G00008/NB10 | 10 | CLOSED | PPU JALAN PUDU | KUALA LUMPUR PUSAT | TAMCO | INST |  | Pass | null
418893288 | Existing | 18388 | VACUUM | 11 kV | 630 | TNB | DISTRIBUTION |  |  | VK10J20H | MEGAN PHILEO PROMENDE BLOK A | 300062127 | WKLC/PCE/J00176/MB18388 | 18388 | CLOSED | MEGAN PHILEO PROMENADE BLK D | KUALA LUMPUR PUSAT | TAMCO | INST |  | Pass | null
419147269 | Existing | 35529 | VACUUM | 11 kV | 630 | TNB | DISTRIBUTION |  |  | VK10J20H | TX | 300245797 | WKLC/PCE/J01339/MB35530 | 35529 | CLOSED | TAMAN SRI MERDEKA | KUALA LUMPUR PUSAT | TAMCO | INST |  | Pass | null
417999560 | Existing |  | VACUUM | 11 kV | 0 | TNB | DISTRIBUTION | [6 empty] | 7 | CLOSED | PPU BANDAR BARU AMPANG D-WKL-S04-9079 | KUALA LUMPUR PUSAT |  |  |  | Pass | null
377520377 | Existing |  | VACUUM |  | 0 | TNB | DISTRIBUTION | [6 empty] | 14 | OPEN | PPU GREAT EASTERN | KUALA LUMPUR PUSAT |  |  |  | Fail | Please check "Operating Voltage"
411753521 | Existing | 33054 | VACUUM | 11 kV | 630 | TNB | DISTRIBUTION |  |  | HD4 | TX 2 | 300245261 | WKLC/PCE/J00740/MB33054 | 33054 | CLOSED | BLK B PPR HILIRAN AMPANG | KUALA LUMPUR PUSAT | ABB | INST |  | Pass | null
416840299 | Existing | 12721 | VACUUM | 11 kV | 630 | TNB | DISTRIBUTION |  |  | VK10J20H | AMPANG INDAH NO 1 | 300065172 | WKLC/PCE/J00722/MB12721 | 12721 | CLOSED | BKT INDAH NO.4 | KUALA LUMPUR PUSAT | TAMCO | INST |  | Pass | null
418458913 | Existing | 49749 | VACUUM | 11 kV | 630 | TNB | DISTRIBUTION |  |  | VK10J20H | 11KV CONSUMER | 311297298 | WKLC/PCE/J01739/MB49749 | 49749 | CLOSED | SSU SUNWAY VELOCITY MALL 1 | KUALA LUMPUR PUSAT | TAMCO | INST | YTBC | Pass | null
377396011 | Existing | 4P5 | VACUUM | 33 kV | 1 | TNB | DISTRIBUTION |  | TAMCO | GV30M25D | KLCC CUSTOMER CHILLING PLANT | 300044393 | WKLC/PPU/G00013/MB4P5 | 4P5 | OPEN | PPU KLCC | KUALA LUMPUR PUSAT |  | INST |  | Pass | null
417930874 | Existing | VCB1 | VACUUM | 11 kV | 630 | TNB | DISTRIBUTION |  |  | GV3 | VCB 1 - SSU 3A ECO CITY | 311754113 | WKLC/PPU/G00051/NB5 | 5 | OPEN | PPU TRX CITY NO.1 D-PZW-S17-9277 | KUALA LUMPUR PUSAT | TAMCO | INST | YTBC | Pass | null
377589401 | Existing | VCB6 | VACUUM | 11 kV | 630 | TNB | DISTRIBUTION |  |  | 10-VPR-25B | VCB 6 - MENARA SEE HOY CHAN | 300044660 | WKLC/PPU/G00022/NB6 | 6 | CLOSED | PPU PNB/LUTH | KUALA LUMPUR PUSAT | MITSUBISHI | INST |  | Pass | null
377590923 | Existing | 2HO | VACUUM | 33 kV | 1 | TNB | DISTRIBUTION |  | TAMCO | VY 30M 25D | 2HO - 30 MVA TX2 | 300044726 | WKLC/PPU/G00025/MB2HO | 2HO | CLOSED | PPU TAMAN DATOK AHMAD RAZALI | KUALA LUMPUR PUSAT | TAMCO | INST |  | Pass | null
377951099 | Existing | 3P5 | VACUUM | 33 kV | 1 | TNB | DISTRIBUTION |  | TAMCO | GV30M25D | 3P5-AMPANG GREAT | 310104825 | WKLC/PPU/G00040/MB8 | 2HO | CLOSED | PPU BANK KERJASAMA RAKYAT | KUALA LUMPUR PUSAT |  |  |  | Pass | null
416823017 | Existing | 21051 | VACUUM | 11 kV | 630 | TNB | DISTRIBUTION |  |  | 12A20 | BEVERLY TOWER JLN PINANG | 300062434 | WKLC/PCE/J00228/MB21051 | 21051 | OPEN | THE ASCOTT JALAN PINANG | KUALA LUMPUR PUSAT | EPE | INST |  | Pass | null
418309306 | Existing | 12677 | VACUUM | 11 kV | 630 | TNB | DISTRIBUTION |  |  | 88K-88E A1 | M I M | 300062578 | WKLC/PCE/J00254/MB12677 | 12677 | CLOSED | SUCASA JALAN AMPANG | KUALA LUMPUR PUSAT | ITEM | INST |  | Pass | null
411786845 | Existing | 9345 | VACUUM | 11 kV | 630 | TNB | DISTRIBUTION |  |  | VMH12 | TX1 | 300064492 | WKLC/PCE/J00603/MB9345 | 9345 | CLOSED | PANDAN MAJU NO.5 | Unknown | LKH | INST |  | Fail | Please check "Operational Area"
416745994 | Existing | 12845 | VACUUM | 11 kV | 630 | TNB | DISTRIBUTION |  |  | VK10J25H | BDR BARU AMPANG NO 5 | 300065369 | WKLC/PCE/J00762/MB12845 | 12845 | OPEN | AMPANG POINT | KUALA LUMPUR PUSAT | TAMCO | INST |  | Pass | null
377523158 | Existing | 2P5 | VACUUM | 33 kV | 1 | TNB | DISTRIBUTION |  | TAMCO | GV 30M 25D | 2P5-PMU AMPANG | 300044047 | WKLC/PPU/G00001/MB2P5 | 2P5 | CLOSED | PPU AMPANG SPECIALIST CENTRE | KUALA LUMPUR PUSAT | TAMCO | INST |  | Pass | null
409119635 | Existing | 9L5 | VACUUM | 33 kV | 1 | TNB | DISTRIBUTION |  |  | GV 30M 25D | SPARE | 311162443 | WKLS/PMU/G00007/MB9L5 | 9L5 | OPEN | PMU SUN CITY | KUALA LUMPUR PUSAT | TAMCO | INST | YTBC | Pass | null
409120460 | Existing |  | VACUUM | 33 kV | 0 | TNB | DISTRIBUTION | [6 empty] | 4P5 | OPEN | PPU SUNCITY D-PZW-S14-9157 | KUALA LUMPUR PUSAT |  |  |  | Pass | null
416561005 | Existing | 20444 | VACUUM | 11 kV | 630 | TNB | DISTRIBUTION |  |  | VK10J20H | PHILEO AVENUE NO 2 | 300062245 | WKLC/PCE/J00196/MB20444 | 20444 | OPEN | PHILEO AVENUE NO .1 | KUALA LUMPUR PUSAT | TAMCO | INST |  | Pass | null
400428515 | Existing | 14908 | VACUUM | 11 kV | 630 | TNB | DISTRIBUTION |  |  | VK10J20H | TX | 300064613 | WKLC/PCE/J00624/MB14908 | 14907 | CLOSED | WISMA CHINESE CHAMBER | KUALA LUMPUR TIMUR | TAMCO | INST |  | Fail | Please check "Operational Area"
377556736 | Existing | VCB14 | VACUUM | 11 kV | 630 | TNB | DISTRIBUTION |  | TAMCO | VK 10J 20D | P.INDAH ABBA 7 | 300044598 | WKLC/PPU/G00020/NB14 | 14 | CLOSED | PPU PANDAN JAYA | KUALA LUMPUR PUSAT | TAMCO | INST |  | Pass | null
405256420 | Existing | 40540 | VACUUM | 11 kV | 630 | TNB | DISTRIBUTION |  |  | VFT-12-106 | P/E TUDM AIRPORT | 311406681 | WKLC/PCE/J01417/MB40540 | 40540 | CLOSED | KUARTERS TUDM JLN LAPANGAN TERBANG LAMA | KUALA LUMPUR SELATAN | EPE | INST | YTBC | Fail | Please check "Operational Area"
417007807 | Existing | 8227 | VACUUM | 11 kV | 630 | TNB | DISTRIBUTION |  |  | VK10J20H | P/E WISMA SEGAR BRICKFIELDS | 300244787 | WKLC/PCE/J01274/MB8227 | 8227 | CLOSED | CHAN CHIN MOOI | KUALA LUMPUR PUSAT | TAMCO | INST |  | Pass | null
419026477 | Existing | 21857 | VACUUM | 11 kV | 630 | TNB | DISTRIBUTION |  |  | SBV 4 | MENARA BOUSTEAD | 300063793 | WKLC/PCE/J00476/MB21857 | 21857 | CLOSED | PE PARK INN HOTEL | KUALA LUMPUR PUSAT | MAHKOTA MANUFACTURING SDN. BHD | INST |  | Pass | null
377591453 | Existing | VCB10 | VACUUM | 11 kV | 630 | TNB | DISTRIBUTION |  | TAMCO | VK 10J 20D | TAMAN KOSAS NO. 2 | 300044762 | WKLC/PPU/G00026/NB10 | 10 | CLOSED | PPU TAMAN KOSAS | KUALA LUMPUR PUSAT | TAMCO | INST |  | Pass | null
412307237 | Existing | 44360 | VACUUM | 11 kV | 800 | TNB | DISTRIBUTION |  |  | HV12 | BUS SECTION | 300453376 | WKLC/PCE/J01625/MB44360 | 44360 | CLOSED | VERTICAS NO.1 JLN CEYLON BLOCK A | KUALA LUMPUR PUSAT | TOPRANK | INST |  | Pass | null
419081556 | Existing | 5025 | VACUUM | 11 kV | 630 | TNB | DISTRIBUTION |  |  | VK10J20H | PANAROMIC WISMA SMI | 300063879 | WKLC/PCE/J00493/MB5025 | 5025 | OPEN | KOMPLEKS KEWANGAN | KUALA LUMPUR PUSAT | TAMCO | INST |  | Pass | null
376923199 | Existing | 3S5 | VACUUM | 33 kV | 1 | TNB | DISTRIBUTION |  | ABB | VD3.1 3612-25 | 3S5 - PENGGUNA NO 1 | 300044925 | WKLC/SSU/G00004/MB3S5 | 3S5 | CLOSED | SSU MID VALLEY | KUALA LUMPUR PUSAT | ABB | INST |  | Pass | null
419287785 | Existing | 13955 | VACUUM | 11 kV | 0 | TNB | DISTRIBUTION |  |  | VFT12 | TX | 300066354 | WKLC/PCE/J00923/MB13955 | 13955 | CLOSED | VERSATILE PAPER BOX | KUALA LUMPUR PUSAT | EPE | INST |  | Pass | null
416384922 | Existing | 11960 | VACUUM | 11 kV | 630 | TNB | DISTRIBUTION |  |  | VK 10J20H | TX | 300064650 | WKLC/PCE/J00630/MB11960 | 11960 | CLOSED | LOT 247 JLN AMPANG | KUALA LUMPUR PUSAT | TAMCO | INST |  | Pass | null
416105795 | Existing | 9093 | VACUUM | 11 kV | 630 | TNB | DISTRIBUTION |  |  | VK10J20H | TX | 300064758 | WKLC/PCE/J00649/MB9093 | 9093 | CLOSED | TAMAN DAGANG NO.1 | KUALA LUMPUR PUSAT | TAMCO | INST |  | Pass | null
415131683 | Existing | 50429 | VACUUM | 11 kV | 630 | TNB | DISTRIBUTION |  |  | VK10J20H | SSU ROBERTSON RESIDENCE NO 2 | 311302181 | WKLC/PCE/J01781/MB50429 | 50429 | OPEN | SSU Robertson Residence No. 1 | KUALA LUMPUR PUSAT | TAMCO | INST | YTBC | Pass | null
412289066 | Existing | 293 | VACUUM | 11 kV | 630 | TNB | DISTRIBUTION |  |  | VK10J20H | SEK. MEN. STELLA MARIS | 300244683 | WKLC/PCE/J01285/MB293 | 293 | CLOSED | BANGUNAN MAGNUM | KUALA LUMPUR PUSAT | TAMCO | INST |  | Pass | null
378159949 | Existing | VCB3 | VACUUM | 11 kV | 630 | TNB | DISTRIBUTION |  | EPE | VFT-12 | P | 310104930 | WKLC/PPU/G00043/NB3 | 3 | CLOSED | PPU BANGUNAN MAS BARU | KUALA LUMPUR PUSAT | EPE | INST | YTBC | Pass | null
411314417 | Existing | 10093 | VACUUM | 11 kV | 630 | TNB | DISTRIBUTION |  |  | VK 10J20H | PPU BSKL | 300061633 | WKLC/PCE/J00083/MB10093 | 10093 | OPEN | KOMPLEKS TELEKOM (JRC) | KUALA LUMPUR PUSAT | TAMCO | INST |  | Pass | null
418761965 | Existing | 31295 | VACUUM | 11 kV | 630 | TNB | DISTRIBUTION |  |  | UNIVAC 12 | CITI BANK HQ | 10000532 | WKLC/PCE/J00508/MB31295 | 31295 | CLOSED | WISMA AIA JALAN AMPANG | KUALA LUMPUR PUSAT | UNIVAC SWITCHGEAR | INST |  | Pass | null
411743108 | Existing | 18495 | VACUUM | 11 kV | 630 | TNB | DISTRIBUTION |  |  | VK10J20H | TX | 300061354 | WKLC/PCE/J00031/MB18495 | 18495 | CLOSED | KOREAN EMBASSY | KUALA LUMPUR PUSAT | TAMCO | INST |  | Pass | null
418258566 | Existing | 50048 | VACUUM | 11 kV | 630 | TNB | DISTRIBUTION |  |  | VK10J20H | PE DEWAN BAHASA | 311297240 | WKLC/PCE/J01467/MB50048 | 50048 | CLOSED | SEK MEN TSUN JIN JALAN LOKE YEW | KUALA LUMPUR PUSAT | TAMCO | INST | YTBC | Pass | null
416347150 | Existing | 48635 | VACUUM | 11 kV | 630 | TNB | DISTRIBUTION |  |  | 3AH5 104-2 | PPU AVENEU K CB 3 | 311279527 | WKLC/PCE/J01666/MB48635 | 48635 | CLOSED | PE LE NOUVEL KLCC JLN AMPANG | KUALA LUMPUR PUSAT | ITEM | INST | YTBC | Pass | null
416758634 | Existing | 12274 | VACUUM | 11 kV | 630 | TNB | DISTRIBUTION |  |  | VK 10J20H | LANSON PLACE | 300064708 | WKLC/PCE/J00640/MB12274 | 12274 | CLOSED | RUSSIAN EMBASSY | KUALA LUMPUR PUSAT | TAMCO | INST |  | Pass | null
377692853 | Existing | 4TO | VACUUM | 33 kV | 2 | TNB | DISTRIBUTION |  | EPE | VJ-32DBB | INCOMER NO 2 | 300043954 | WKLC/PMU/G00006/MB4TO | 4TO | CLOSED | PMU MID VALLEY 132/33/11KV | KUALA LUMPUR PUSAT | EPE | INST |  | Pass | null
377950553 | Existing | VCB30 | VACUUM | 11 kV | 2 | TNB | DISTRIBUTION |  | TAMCO | VK 10P25H | BUS SECTION | 310105006 | WKLC/PPU/G00046/NB30 | 30 | CLOSED | PPU GRAND HYATT | KUALA LUMPUR PUSAT | TAMCO | INST | YTBC | Pass | null
377362578 | Existing | VCB6 | VACUUM | 11 kV | 630 | TNB | DISTRIBUTION |  | TAMCO | VK 10J 20D | MSB PENGGUNA GRAND HYATT | 300044357 | WKLC/PPU/G00011/NB6 | 6 | CLOSED | PPU KEWALRAM | KUALA LUMPUR PUSAT | TAMCO | INST |  | Pass | null
377364132 | Existing | VCB1 | VACUUM | 11 kV | 630 | TNB | DISTRIBUTION |  | TAMCO | VK-10J20D | STN LRT HANG TUAH | 300044256 | WKLC/PPU/G00008/NB1 | 1 | CLOSED | PPU JALAN PUDU | KUALA LUMPUR PUSAT | TAMCO | INST |  | Pass | null
377363371 | Existing | VCB11 | VACUUM | 11 kV | 630 | TNB | DISTRIBUTION |  | TAMCO | VK-10J20D | FRST N/WIDE CAP JLN TUN HS LEE | 300044287 | WKLC/PPU/G00009/NB11 | 11 | CLOSED | PPU JALAN RODGER | KUALA LUMPUR PUSAT | TAMCO | INST |  | Pass | null
413117408 | Existing |  | VACUUM | 11 kV | 0 | TNB | DISTRIBUTION |  |  |  |  | 311490247 | WKLC/PCE/J01885/MB1 | 52640 | CLOSED | SSU RESIDENCI LOT 118 | KUALA LUMPUR PUSAT | TAMCO | INST | YTBC | Pass | null
419301037 | Existing | 7983 | VACUUM | 11 kV | 630 | TNB | DISTRIBUTION |  |  | SV-12 | PENGGUNA | 300062798 | WKLC/PCE/J00299/MB7983 | 7983 | CLOSED | HOTEL MELIA | KUALA LUMPUR PUSAT | AICHI | INST |  | Pass | null
378147662 | Existing |  | VACUUM | 33 kV | 0 | TNB | DISTRIBUTION | [6 empty] | 4P5 | OPEN | PPU KL ECO CITY NO 2 | KUALA LUMPUR PUSAT |  |  |  | Pass | null
377374624 | Existing | 2HO | VACUUM | 33 kV | 1 | TNB | DISTRIBUTION |  | ITEM | 8DB 10 | 2HO-30MVA TX2 | 300286502 | WKLC/PPU/G00036/MB2HO | 2HO | CLOSED | PPU MID VALLEY | KUALA LUMPUR PUSAT | ITEM | INST |  | Pass | null
416303360 | Existing | 48309 | VACUUM | 11 kV | 630 | TNB | DISTRIBUTION |  |  | VK 10J20H | PENGGUNA 11KV | 300245927 | WKLC/PCE/J00431/MB34309 | 34309 | CLOSED | PLAZA PALAS LORONG PALAS | KUALA LUMPUR PUSAT | TAMCO | INST |  | Pass | null
418227673 | Existing | 51096 | VACUUM | 11 kV | 800 | TNB | DISTRIBUTION |  |  | HV-12 | PENGGUNA (MSB TENANT) | 311279536 | WKLC/PCE/J01808/MB51096 | 51096 | CLOSED | SSU MENARA TR 2 JLN AMPANG | KUALA LUMPUR PUSAT | TOSHIBA | INST | YTBC | Pass | null
416389193 | Existing | 8696 | VACUUM | 11 kV | 630 | TNB | DISTRIBUTION |  |  | VFT12 | P/U PNB | 300064226 | WKLC/PCE/J00556/MB8696 | 8696 | CLOSED | LEMBAGA URUSAN TABUNG HAJI | KUALA LUMPUR PUSAT | EPE | INST |  | Pass | null
417896509 | Existing | 17355 | VACUUM | 11 kV | 630 | TNB | DISTRIBUTION |  |  | VK10J20H | TX 2 | 300061508 | WKLC/PCE/J00060/MB17355 | 17355 | CLOSED | PERINDUSTRIAN RINGAN PANDAN MEWAH NO.1 | KUALA LUMPUR PUSAT | TAMCO | INST |  | Pass | null
418258271 | Existing | N/A | VACUUM | 11 kV | 630 | TNB | DISTRIBUTION |  |  | VMH12 | N/A | 300244595 | WKLC/PCE/J01033/MB15227 | 15227 | CLOSED | MENARA BELFIELD | KUALA LUMPUR PUSAT | LKH | INST |  | Pass | null
417870858 | Existing | 19048 | VACUUM | 11 kV | 630 | TNB | DISTRIBUTION |  |  | VK 10J20H | CABLE ABANDON | 300244649 | WKLC/PCE/J01044/MB19048 | 19048 | OPEN | MEDIUM COST APARTMENT JLN ANG SENG 2 | KUALA LUMPUR PUSAT | TAMCO | INST |  | Pass | null
417480625 | Existing | 50296 | VACUUM | 11 kV | 630 | TNB | DISTRIBUTION |  |  | 8BK-88 | LOOPING | 311297246 | WKLC/PCE/J01779/MB50296 | 50296 | CLOSED | SSU TRIBECA JLN IMBI | KUALA LUMPUR PUSAT | ITEM | INST | YTBC | Pass | null
377588774 | Existing | 4P5 | VACUUM | 33 kV | 1 | TNB | DISTRIBUTION |  | TAMCO | VY-30M 25D | PPU AVENUE K (3P5) | 300044620 | WKLC/PPU/G00021/MB4P5 | 4P5 | CLOSED | PPU PHILEO | KUALA LUMPUR PUSAT | TAMCO | INST |  | Pass | null
377673085 | Existing | VCB11 | VACUUM | 11 kV | 630 | TNB | DISTRIBUTION |  | TAMCO | VK 10J20D | P/E PANDAN MAJU | 300043994 | WKLC/PMU/G00007/NB11 | 11 | CLOSED | PMU PANDAN MAJU 132/33/11KV | KUALA LUMPUR PUSAT | TAMCO | INST |  | Pass | null
416759228 | Existing | 46482 | VACUUM | 11 kV | 630 | TNB | DISTRIBUTION |  |  | 12A20 | PENGGUNA 11KV NO 2 | 300535452 | WKLC/PCE/J01715/MB46482 | 46482 | CLOSED | RESIDEN M AMPANG | KUALA LUMPUR PUSAT | EPE | INST | YTBC | Pass | null
377364598 | Existing | VCB5 | VACUUM | 11 kV | 630 | TNB | DISTRIBUTION |  | TAMCO | VK-10J20DT | PERNAS INTERNATIONAL | 300044241 | WKLC/PPU/G00007/NB5 | 5 | CLOSED | PPU HOTEL ISTANA | KUALA LUMPUR PUSAT | TAMCO | INST |  | Pass | null
377951329 | Existing | VCB1 | VACUUM | 11 kV | 630 | TNB | DISTRIBUTION |  | ITEM | 8BK88 K01 | SPARE | 310104857 | WKLC/PPU/G00040/NB12 | 12 | CLOSED | PPU BANK KERJASAMA RAKYAT | KUALA LUMPUR PUSAT |  |  |  | Pass | null
412254370 | Existing | 15253 | VACUUM | 11 kV | 630 | TNB | DISTRIBUTION |  |  | VMH12 | MAK YEE RESTAURANT | 300063672 | WKLC/PCE/J00453/MB15253 |  | CLOSED | CENTRAL PLAZA | KUALA LUMPUR PUSAT | LKH HSS | INST |  | Pass | null
412701165 | Existing | 19386 | VACUUM | 11 kV | 630 | TNB | DISTRIBUTION |  |  | 4/800/20-SI | FEDERAL AUTO | 300245028 | WKLC/PCE/J00171/MB19386 | 19386 | OPEN | RUMAH PANGSA JALAN TAMAN SEPUTEH SATU | KUALA LUMPUR SELATAN | GEC | INST |  | Fail | Please check "Operational Area"
419147268 | Existing | 35531 | VACUUM | 11 kV | 630 | TNB | DISTRIBUTION |  |  | VK10J20H | NO 3 P'PURI KOS RENDAH 17 TKT | 300245798 | WKLC/PCE/J01339/MB35531 | 35531 | CLOSED | TAMAN SRI MERDEKA | KUALA LUMPUR PUSAT | TAMCO | INST |  | Pass | null
417999559 | Existing |  | VACUUM | 33 kV | 0 | TNB | DISTRIBUTION | [6 empty] | 2HO | CLOSED | PPU BANDAR BARU AMPANG D-WKL-S04-9079 | KUALA LUMPUR PUSAT |  |  |  | Pass | null
377374361 | Existing | VCB12 | VACUUM | 11 kV | 630 | TNB | DISTRIBUTION |  | ITEM | 8BK88 K12 | SPARE | 300286496 | WKLC/PPU/G00036/NB12 | 12 | CLOSED | PPU MID VALLEY | KUALA LUMPUR PUSAT | ITEM | INST |  | Pass | null
377375122 | Existing | VCB5 | VACUUM | 11 kV | 630 | TNB | DISTRIBUTION |  | EPE | VFT-12 | P/E TMN BKT TERATAI NO.1 | 300285810 | WKLC/PPU/G00032/NB5 | 5 | CLOSED | PPU HOSPITAL AMPANG | KUALA LUMPUR PUSAT | EPE | INST |  | Pass | null
416389755 | Existing | 14674 | VACUUM | 11 kV | 630 | TNB | DISTRIBUTION |  |  | VK10J20H | TX1 | 300064624 | WKLC/PCE/J00626/MB14674 | 14674 | CLOSED | KL TRAVELLODGE | KUALA LUMPUR PUSAT | TAMCO | INST |  | Pass | null
377520312 | Existing | 1HO | VACUUM | 33 kV | 1 | TNB | DISTRIBUTION |  | ABB | VD3.1 3612-25 | 1HO-30MVA TX1 | 300044186 | WKLC/PPU/G00006/MB1HO | 1HO | CLOSED | PPU GREAT EASTERN | KUALA LUMPUR PUSAT |  | INST |  | Pass | null
377520945 | Existing | VCB3 | VACUUM | 11 kV | 630 | TNB | DISTRIBUTION |  | ABB | VD4E1206P20 | FAIRLANE BINTANG RESIDENT | 300044115 | WKLC/PPU/G00003/NB3 | 3 | CLOSED | PPU BUKIT BINTANG | KUALA LUMPUR PUSAT | ABB | INST |  | Pass | null
377522659 | Existing | VCB7 | VACUUM | 11 kV | 630 | TNB | DISTRIBUTION |  | TAMCO | VK-10J20D | MARDEC | 300044063 | WKLC/PPU/G00001/NB7 | 7 | CLOSED | PPU AMPANG SPECIALIST CENTRE | KUALA LUMPUR PUSAT | TAMCO | INST |  | Pass | null
411708754 | Existing | 28954 | VACUUM | 11 kV | 630 | TNB | DISTRIBUTION |  |  | VK 10J20H | P/E PADAT CITY WALK JLN PINANG | 10001030 | WKLC/PCE/J00225/MB19990 | 19990 | OPEN | WISMA UOA NO.2 | KUALA LUMPUR PUSAT | TAMCO | INST |  | Pass | null
377591700 | Existing | VCB4 | VACUUM | 11 kV | 630 | TNB | DISTRIBUTION |  | TAMCO | VK 10J 20D | BKT INDAH NO 4 | 300044774 | WKLC/PPU/G00026/NB4 | 4 | CLOSED | PPU TAMAN KOSAS | KUALA LUMPUR PUSAT | TAMCO | INST |  | Pass | null
377376651 | Existing | VCB11 | VACUUM | 11 kV | 630 | TNB | DISTRIBUTION |  | EPE | VFT-12-106 | SURIA STONOR | 300286600 | WKLC/PPU/G00034/NB11 | 11 | CLOSED | PPU ROYAL CENDANA | KUALA LUMPUR PUSAT | EPE | INST |  | Pass | null
377377476 | Existing | 1HO | VACUUM | 33 kV | 1 | TNB | DISTRIBUTION |  | TAMCO | GV 30M 25D | 1HO - 30 MVA TX 1 | 300293292 | WKLC/PPU/G00038/MB1HO | 1HO | CLOSED | PPU F & N | KUALA LUMPUR PUSAT | TAMCO | INST |  | Pass | null
418458912 | Existing | 49751 | VACUUM | 11 kV | 630 | TNB | DISTRIBUTION |  |  | VK10J20H | LOOPING | 311297300 | WKLC/PCE/J01739/MB49751 | 49751 | CLOSED | SSU SUNWAY VELOCITY MALL 1 | KUALA LUMPUR PUSAT | TAMCO | INST | YTBC | Pass | null
417093838 | Existing | 12717 | VACUUM | 11 kV | 630 | TNB | DISTRIBUTION |  |  | VK 10J20H | TONG AH | 300063920 | WKLC/PCE/J00500/MB12717 | 12717 | CLOSED | MENARA IMC | KUALA LUMPUR PUSAT | TAMCO | INST |  | Pass | null
417570032 | Existing | 40936 | VACUUM | 11 kV | 630 | TNB | DISTRIBUTION |  |  | 3AH5103-1 | PPU HOSPITAL AMPANG CB 10 | 300273853 | WKLC/PCE/J01476/MB40936 | 40936 | CLOSED | RUMAH KEDAI JALAN MAWAR 17 TMN MESTIK | KUALA LUMPUR PUSAT | ITEM | INST |  | Pass | null
377396867 | Existing | VCB15 | VACUUM | 11 kV | 630 | TNB | DISTRIBUTION |  | ABB | VD4E 1206 P 20 | CAPASITOR BANK | 300044435 | WKLC/PPU/G00014/NB15 | 15 | OPEN | PPU LOW YATT | KUALA LUMPUR PUSAT | ABB | INST |  | Pass | null
377589304 | Existing | VCB30 | VACUUM | 11 kV | 2 | TNB | DISTRIBUTION |  |  | 10-VPR-25B | BUS SECTION | 300044654 | WKLC/PPU/G00022/NB30 | 30 | CLOSED | PPU PNB/LUTH | KUALA LUMPUR PUSAT | MITSUBISHI | INST |  | Pass | null
377590225 | Existing | VCB10 | VACUUM | 11 kV | 630 | TNB | DISTRIBUTION |  | TAMCO | VK 10J 20D | SSU TRIBECA JLN IMBI | 300044702 | WKLC/PPU/G00024/NB10 | 10 | CLOSED | PPU STAR HILL | KUALA LUMPUR PUSAT | TAMCO | INST |  | Pass | null
412254100 | Existing | 7894 | VACUUM | 11 kV | 630 | TNB | DISTRIBUTION |  |  | VFT 12 | TX2 | 300063659 | WKLC/PCE/J00451/MB7894 | 7894 | CLOSED | WISMA JERNIH | KUALA LUMPUR PUSAT | EPE | INST |  | Pass | null
412254829 | Existing | 43371 | VACUUM | 11 kV | 630 | TNB | DISTRIBUTION |  |  | 8BK-88E | P/E WISMA INAI | 300293734 | WKLC/PCE/J01581/MB43371 | 43371 | OPEN | DIJAYA PLAZA JLN TUN RAZAK | KUALA LUMPUR PUSAT | ITEM | INST |  | Pass | null
377951955 | Existing | VCB8 | VACUUM | 11 kV | 630 | TNB | DISTRIBUTION |  | ITEM | 8BK88 K08 | P/E MANHATTAN RAJA CHULAN | 300451614 | WKLC/PPU/G00039/NB8 | 8 | CLOSED | PPU ST MARY | KUALA LUMPUR PUSAT | ITEM | INST |  | Pass | null
377951923 | Existing | VCB2 | VACUUM | 11 kV | 630 | TNB | DISTRIBUTION |  | ITEM | 8BK88 K02 | SPARE | 300451605 | WKLC/PPU/G00039/NB2 | 2 | CLOSED | PPU ST MARY | KUALA LUMPUR PUSAT | ITEM | INST |  | Pass | null
417940668 | Existing | 38836 | VACUUM | 11 kV | 630 | TNB | DISTRIBUTION |  |  | VK10J20H | PENGGUNA 11KV | 300266714 | WKLC/PCE/J01434/MB38836 | 38836 | CLOSED | CARREFOUR AMPANG | KUALA LUMPUR PUSAT | TAMCO | INST |  | Pass | null
420005863 | Existing | 49078 | VACUUM | 11 kV | 630 | TNB | DISTRIBUTION |  |  | 3AH5 104-2 | 11KV CONSUMER | 311297363 | WKLC/PCE/J01798/MB46064 | 46064 | CLOSED | PLAZA TOL BESRAYA PUDU ULU | KUALA LUMPUR PUSAT | ITEM | INST | YTBC | Pass | null
416385866 | Existing | 424 | VACUUM | 11 kV | 630 | TNB | DISTRIBUTION |  |  | N/A | TX | 300064545 | WKLC/PCE/J00612/MB424 | 424 | CLOSED | LOWER AMPANG NO.1 | KUALA LUMPUR PUSAT | TAMCO | INST |  | Pass | null
416385056 | Existing | 19192 | VACUUM | 11 kV | 630 | TNB | DISTRIBUTION |  |  | 3AH5 104-2 | LOT 247 JLN AMPANG | 300064668 | WKLC/PCE/J00633/MB19192 | 19192 | CLOSED | MENARA PERKESO | KUALA LUMPUR PUSAT | ITEM | INST |  | Pass | null
417999929 | Existing |  | VACUUM | 33 kV | 0 | TNB | DISTRIBUTION | [6 empty] | 2S5 | CLOSED |  | KUALA LUMPUR PUSAT |  |  |  | Pass | null
377376445 | Existing | VCB4 | VACUUM | 11 kV | 630 | TNB | DISTRIBUTION |  | EPE | VFT-12-106 | P/E CONLAY COURT | 300286610 | WKLC/PPU/G00034/NB4 | 4 | CLOSED | PPU ROYAL CENDANA | KUALA LUMPUR PUSAT | EPE | INST |  | Pass | null
382789207 | Existing |  |  | 11 kV | 0 | TNB | DISTRIBUTION | [7 empty] | CLOSED |  | KUALA LUMPUR |  |  |  | Fail | Please check "Operational Area"
378157263 | Existing | 2TO | VACUUM | 33 kV | 2 | TNB | DISTRIBUTION |  | TOSHIBA | VY-30P25D | 132/33 INCOMER NO2 | 300286367 | WKLC/PMU/G00003/MB2TO | 2TO | CLOSED | PMU GALLOWAY 132/33KV | KUALA LUMPUR PUSAT | TOSHIBA | INST |  | Pass | null
409119570 | Existing | 12L5 | VACUUM | 33 kV | 1 | TNB | DISTRIBUTION |  |  | GV 30M 25D | SPARE | 311162460 | WKLS/PMU/G00007/MB12L5 | 12L5 | OPEN | PMU SUN CITY | KUALA LUMPUR PUSAT | TAMCO | INST | YTBC | Pass | null
415809770 | Existing | 42816 | VACUUM | 11 kV | 630 | TNB | DISTRIBUTION |  |  | VK 10J20H | PPU GREAT EASTERN CB 3 | 300291239 | WKLC/PCE/J01558/MB42816 | 42816 | CLOSED | KONDO EMBASSYVIEW NO.2 JLN AMPANG | KUALA LUMPUR PUSAT | TAMCO | INST |  | Pass | null
418875422 | Existing | 46725 | VACUUM | 11 kV | 630 | TNB | DISTRIBUTION |  |  | SBK-88E | BUKIT NENAS | 300537552 | WKLC/PCE/J01772/MB2 | 46725 | CLOSED | PLAZA ATRIUM LORONG P RAMLEE | KUALA LUMPUR PUSAT | ITEM | INST | YTBC | Pass | null
377301993 | Existing | 3S5 | VACUUM | 33 kV | 1 | TNB | DISTRIBUTION |  | TAMCO | GV 30M 25D | PNIX 3P5 | 310199223 | WKLC/SSU/G00023/MB3S5 | 3S5 | CLOSED | SSU D TIARA | KUALA LUMPUR PUSAT | TAMCO | INST | YTBC | Pass | null
417038624 | Existing | 4368 | VACUUM | 11 kV | 630 | TNB | DISTRIBUTION |  |  | VK 10J20H | DEWAN INDIA JLN HANG KASTURI | 300244758 | WKLC/PCE/J01205/MB4368 | 4368 | CLOSED | PUBLIC BANK | KUALA LUMPUR PUSAT | TAMCO | INST |  | Pass | null
377692162 | Existing | 6TO | VACUUM | 33 kV | 2 | TNB | DISTRIBUTION |  | TAMCO | VY30P25D | INCOMAER 6 | 300286634 | WKLC/PMU/G00007/MB6TO | 6TO | CLOSED | PMU PANDAN MAJU 132/33/11KV | KUALA LUMPUR PUSAT | TAMCO | INST |  | Pass | null
412307268 | Existing | 44356 | VACUUM | 11 kV | 800 | TNB | DISTRIBUTION |  |  | HV12 | 6 CEYLON JLN CEYLON | 300453372 | WKLC/PCE/J01625/MB44356 | 44356 | CLOSED | VERTICAS NO.1 JLN CEYLON BLOCK A | KUALA LUMPUR PUSAT | TOPRANK | INST |  | Pass | null
412284150 | Existing | 9845 | VACUUM | 11 kV | 630 | TNB | DISTRIBUTION |  |  | 3AH5104-2 | BKT CEYLON | 300062999 | WKLC/PCE/J00341/MB9845 | 9845 | OPEN | ISTANA PAHANG | KUALA LUMPUR PUSAT | ITEM | INST |  | Pass | null
417046200 | Proposed |  | VACUUM | 11 kV | 0 | TNB | DISTRIBUTION | [7 empty] | CLOSED |  | KUALA LUMPUR PUSAT |  |  |  | Fail | Please check "Status"
419081555 | Existing | 5028 | VACUUM | 11 kV | 630 | TNB | DISTRIBUTION |  |  | VK10J20H | WISMA LIM FOO YONG | 300244705 | WKLC/PCE/J00493/MB5028 | 5028 | CLOSED | KOMPLEKS KEWANGAN | KUALA LUMPUR PUSAT | TAMCO | INST |  | Pass | null
417797626 | Existing | 14131 | VACUUM | 11 kV | 630 | TNB | DISTRIBUTION |  |  | VK10J20H | TX1 | 300066346 | WKLC/PCE/J00922/MB14131 | 14131 | CLOSED | PANDAN INDAH ABRA N0.7 | KUALA LUMPUR PUSAT | TAMCO | INST |  | Pass | null
411305254 | Existing | 13088 | VACUUM | 11 kV | 630 | TNB | DISTRIBUTION |  |  | 3AH5 103-1 | ASIA ASSURANCE | 300245147 | WKLC/PCE/J01000/MB13088 | 13088 | CLOSED | ORIENTAL BANK HQ | KUALA LUMPUR PUSAT | ITEM | INST |  | Pass | null
399845413 | Existing | 28780 | VACUUM | 11 kV | 630 | TNB | DISTRIBUTION |  |  | SBV4800/20-SI | TX | 300066524 | WKLC/PCE/J00958/MB28780 | 28780 | CLOSED | KONDO NO.325 PERS RITCHIE | KUALA LUMPUR TIMUR | GEC | INST |  | Fail | Please check "Operational Area"
418227046 | Existing | 18382 | VACUUM | 11 kV | 630 | TNB | DISTRIBUTION |  |  | VMH12 | MEGAN PHILEO PROMENDE BLOK A | 300062114 | WKLC/PCE/J00172/MB18382 | 18382 | OPEN | MENARA PHILEO APARTMENT TOWER | KUALA LUMPUR PUSAT | LKH HSS | INST |  | Pass | null
415131650 | Existing | 15462 | VACUUM | 11 kV | 630 | TNB | DISTRIBUTION |  |  | VK10J20H | PPU JALAN PUDU # 2 | 300245895 | WKLC/PCE/J01363/MB15462 | 15462 | CLOSED | LRT JLN HANG TUAH | KUALA LUMPUR PUSAT | TAMCO | INST |  | Pass | null
412289225 | Existing | 8875 | VACUUM | 11 kV | 630 | TNB | DISTRIBUTION |  |  | VFT12 | 11KV CONSUMER | 300062814 | WKLC/PCE/J00302/MB8875 | 8875 | CLOSED | HOSPITAL TONG SHIN | KUALA LUMPUR PUSAT | EPE | INST |  | Pass | null
378160076 | Existing | VCB1 | VACUUM | 11 kV | 630 | TNB | DISTRIBUTION |  | EPE | VFT-12 | VCB1-P/E TELEKOM TMN PUTRA | 310104918 | WKLC/PPU/G00043/NB12 | 12 | CLOSED | PPU BANGUNAN MAS BARU | KUALA LUMPUR PUSAT |  |  |  | Pass | null
411997216 | Existing | 47453 | VACUUM | 11 kV | 630 | TNB | DISTRIBUTION |  |  | 12A20 | P/E VELOCITY FASA 3 JLN PEEL | 311297351 | WKLC/PCE/J01657/MB47503 | 47503 | CLOSED | VELOCITY JALAN PEEL NO.4 | KUALA LUMPUR PUSAT | EPE | INST | YTBC | Pass | null
412297306 | Existing | 45690 | VACUUM | 11 kV | 800 | TNB | DISTRIBUTION |  |  | HV12 | PENGGUNA 11KV | 311302156 | WKLC/PCE/J01673/MB45690 | 45690 | CLOSED | HOTEL BKT CEYLON | KUALA LUMPUR PUSAT | TOSHIBA | INST | YTBC | Pass | null
418892651 | Existing | 18362 | VACUUM | 11 kV | 630 | TNB | DISTRIBUTION |  |  | VMH12 | TX 2 | 311297215 | WKLC/PCE/J00016/MB18362 | 18362 | CLOSED | MEGAN PHILEO PROMENADE BLK C | KUALA LUMPUR PUSAT | LKH | INST | YTBC | Pass | null
417441584 | Existing | 165 | VACUUM | 11 kV | 630 | TNB | DISTRIBUTION |  |  | VK 10J25H | WISMA TUN SAMBANTAN | 300244763 | WKLC/PCE/J01015/MB165 | 165 | CLOSED | KOPERASI POLIS | KUALA LUMPUR PUSAT | TAMCO | INST |  | Pass | null
411967127 | Existing | 21578 | VACUUM | 11 kV | 630 | TNB | DISTRIBUTION |  |  | VFT-12 | SPARE | 311406682 | WKLC/PCE/J01224/MB21578 | 21578 | OPEN | SS MAA JLN LAPANGAN TERBANG | KUALA LUMPUR SELATAN | EPE | INST | YTBC | Fail | Please check "Operational Area"
417205339 | Existing | 42373 | VACUUM | 11 kV | 630 | TNB | DISTRIBUTION |  |  | 3AH5 103-1 | PENGGUNA 11KV | 311279637 | WKLC/PCE/J01601/MB42373 | 42373 | CLOSED | MENARA BIMB JLN PERAK | KUALA LUMPUR PUSAT | ITEM | INST | YTBC | Pass | null
376923287 | Existing | 6S5 | VACUUM | 33 kV | 1 | TNB | DISTRIBUTION |  | ABB | VD4X 3612-31 | 6S5 - SPARE | 300285634 | WKLC/SSU/G00005/MB6S5 | 6S5 | OPEN | SSU SMART TUNNEL | KUALA LUMPUR PUSAT | ABB | INST |  | Pass | null
377399321 | Existing | VCB10 | VACUUM | 11 kV | 630 | TNB | DISTRIBUTION |  | TAMCO | VK 10J 20D | AMITY BINJAI RESIDENCY | 300044537 | WKLC/PPU/G00018/NB10 | 10 | CLOSED | PPU NARAJAYA | KUALA LUMPUR PUSAT | TAMCO | INST |  | Pass | null
416183948 | Existing | 19763 | VACUUM | 11 kV | 630 | TNB | DISTRIBUTION |  |  | BVPP3 | TX | 300062513 | WKLC/PCE/J00241/MB19763 | 6388 | CLOSED | LORONG AMPANG NO.1 | KUALA LUMPUR PUSAT |  | INST |  | Pass | null
411335400 | Existing | 7890 | VACUUM | 11 kV | 630 | TNB | DISTRIBUTION |  |  | VK 10J25H | TX 2 | 300063810 | WKLC/PCE/J00480/MB7890 | 7890 | CLOSED | AIK HUA NO.1 | KUALA LUMPUR PUSAT | TAMCO | INST |  | Pass | null
418227672 | Existing | 51093 | VACUUM | 11 kV | 800 | TNB | DISTRIBUTION |  |  | HV-12 | BUS TIE | 311279539 | WKLC/PCE/J01808/MB51093 | 51093 | CLOSED | SSU MENARA TR 2 JLN AMPANG | KUALA LUMPUR PUSAT | TOSHIBA | INST | YTBC | Pass | null
416389352 | Existing | 2806 | VACUUM | 11 kV | 630 | TNB | DISTRIBUTION |  |  | VK10J20H | 11KV CONSUMER | 300064640 | WKLC/PCE/J00628/MB2806 |  | CLOSED | WISMA CENTRAL JLN AMPANG | KUALA LUMPUR PUSAT | TAMCO | INST |  | Pass | null
418227760 | Existing | 51502 | VACUUM | 11 kV | 630 | TNB | DISTRIBUTION |  |  | HV-12 | PENGGUNA 11KV | 311279609 | WKLC/PCE/J01865/MB51502 | 51502 | CLOSED | SSU IBIS HOTEL | KUALA LUMPUR PUSAT | TOSHIBA | INST | YTBC | Pass | null
416922524 | Existing | 46415 | VACUUM | 11 kV | 630 | TNB | DISTRIBUTION |  |  | 12A20 | TX1 | 300537305 | WKLC/PCE/J01710/MB2 | 46415 | CLOSED | SENTRAL VISTA J.T. SAMBATHAN 4 | KUALA LUMPUR PUSAT | EPE | INST | YTBC | Pass | null
378160574 | Existing |  | VACUUM | 33 kV | 0 | TNB | DISTRIBUTION | [6 empty] | 5S5 | CLOSED | SSU IKANO | KUALA LUMPUR PUSAT |  |  |  | Pass | null
418258430 | Existing | 813 | VACUUM | 11 kV | 630 | TNB | DISTRIBUTION |  |  | N/A | MENARA DEWAN BAHASA | 300245116 | WKLC/PCE/J01014/MB813 | 813 | OPEN | DEWAN BAHASA | KUALA LUMPUR PUSAT | UNIVAC | INST |  | Pass | null
412327228 | Existing | 15458 | VACUUM | 11 kV | 630 | TNB | DISTRIBUTION |  |  | VK 10J25H | 11KV PENGGUNA | 300244778 | WKLC/PCE/J01101/MB15458 | 15458 | CLOSED | LRT SUNGAI BESI (PUDU) | KUALA LUMPUR PUSAT | TAMCO | INST |  | Pass | null
412194212 | Existing | 29538 | VACUUM | 11 kV | 630 | TNB | DISTRIBUTION |  |  | HICLAD12A20 | P/E JALAN BANGSAR | 300244946 | WKLC/PCE/J01065/MB29539 | 29539 | CLOSED | SEK REN BRICKFIELD 2 JLN SULTAN ABD SAMA | KUALA LUMPUR PUSAT | EPE | INST |  | Pass | null
416458280 | Existing | 29470 | VACUUM | 11 kV | 630 | TNB | DISTRIBUTION |  |  | 3AH5 104-2 | PPU JALAN PUDU CB 12 | 300245118 | WKLC/PCE/J01041/MB29470 | 29470 | CLOSED | STESEN MONORAIL JALAN HANG TUAH | KUALA LUMPUR PUSAT | ITEM | INST |  | Pass | null
417793329 | Existing | 18676 | VACUUM | 11 kV | 630 | TNB | DISTRIBUTION |  |  | VK10J20H | TMN MALURI NO 19 | 300062119 | WKLC/PCE/J00174/MB18676 | 18676 | CLOSED | HOTEL MALURI VALUE INN | KUALA LUMPUR PUSAT | TAMCO | INST |  | Pass | null
418270380 | Existing | 50321 | VACUUM | 11 kV | 630 | TNB | DISTRIBUTION |  |  | 3AH5 104-2 | PENGGUNA 11KV | 311279614 | WKLC/PCE/J01789/MB50321 | 50321 | CLOSED | SSU JALAN RODGER | KUALA LUMPUR PUSAT | ITEM | INST | YTBC | Pass | null
377951424 | Existing | 5S5 | VACUUM | 33 kV | 1 | TNB | DISTRIBUTION |  | TAMCO | GV 30M 25D | 5S5 - SSU PRINCE COURT 3S5 | 300286418 | WKLC/SSU/G00009/MB5S5 | 5S5 | CLOSED | SSU LOT C | KUALA LUMPUR PUSAT | TAMCO | INST |  | Pass | null
417442091 | Existing | 174 | VACUUM | 11 kV | 630 | TNB | DISTRIBUTION |  |  | VFT-12 | TRANSFORMER | 300244896 | WKLC/PCE/J01049/MB174 | 174 | CLOSED | WISMA TUN SAMBANTHAN | KUALA LUMPUR PUSAT | EPE | INST |  | Pass | null
418026539 | Existing | 51284 | VACUUM | 11 kV | 800 | TNB | DISTRIBUTION |  |  | HV-12 | PPU HONA CB4 | 311279592 | WKLC/PCE/J01810/MB51284 | 51284 | CLOSED | MENARA KHUAN CHOO RAJA CHULAN | KUALA LUMPUR PUSAT | TOSHIBA | INST | YTBC | Pass | null
416389754 | Existing | 14673 | VACUUM | 11 kV | 630 | TNB | DISTRIBUTION |  |  | VK10J20H | ON TAI NO 1 | 300064623 | WKLC/PCE/J00626/MB14673 | 14673 | CLOSED | KL TRAVELLODGE | KUALA LUMPUR PUSAT | TAMCO | INST |  | Pass | null
416867502 | Existing | 33666 | VACUUM | 11 kV | 630 | TNB | DISTRIBUTION |  |  | N/A | TX 1 | 300245200 | WKLC/PCE/J01158/MB33666 |  | CLOSED | NO.3 P/PURI BT 2 1/2 CHERAS | KUALA LUMPUR PUSAT | ALTENA | INST |  | Pass | null
377520375 | Existing | VCB16 | VACUUM | 11 kV | 630 | TNB | DISTRIBUTION |  | TAMCO | VK 10J 20D | VCB16-LOCAL TX | 300044203 | WKLC/PPU/G00006/NB16 | 14 | CLOSED | PPU GREAT EASTERN | KUALA LUMPUR PUSAT |  | INST |  | Pass | null
377521072 | Existing | VCB12 | VACUUM | 11 kV | 630 | TNB | DISTRIBUTION |  | ABB | VD4E1206P20 | KL PLAZA | 300285735 | WKLC/PPU/G00003/NB12 | 12 | CLOSED | PPU BUKIT BINTANG | KUALA LUMPUR PUSAT |  | INST |  | Pass | null
412271381 | Existing | 6680 | VACUUM | 11 kV | 630 | TNB | DISTRIBUTION |  |  | N/A | TX 2 | 300063718 | WKLC/PCE/J00462/MB6680 | 6680 | CLOSED | WISMA BOND | KUALA LUMPUR PUSAT | AICHI | INST |  | Pass | null
378148100 | Existing | 1SO | VACUUM | 33 kV | 2 | TNB | DISTRIBUTION |  | EPE | VJ-32DBB | BUS SECTION | 300043906 | WKLC/PMU/G00004/MB1SO | 1SO | CLOSED | PMU JALAN IMBI 132/33/11KV | KUALA LUMPUR PUSAT |  | INST |  | Pass | null
412254067 | Existing | 4710 | VACUUM | 11 kV | 630 | TNB | DISTRIBUTION |  |  | 8BK-88E | HOTEL NOVOTEL | 300063705 | WKLC/PCE/J00459/MB4710 | 4710 | OPEN | WISMA STEPHEN | KUALA LUMPUR PUSAT | ITEM | INST |  | Pass | null
378147435 | Existing |  | VACUUM | 33 kV | 0 | TNB | DISTRIBUTION | [6 empty] | 1P5 | CLOSED | PPU KL ECO CITY NO 2 | KUALA LUMPUR PUSAT |  |  |  | Pass | null
411757671 | Existing | 523 | VACUUM | 11 kV | 630 | TNB | DISTRIBUTION |  |  | VK10J20H | TX | 300062938 | WKLC/PCE/J00329/MB523 | 523 | CLOSED | KG PANDAN QUARTERS | KUALA LUMPUR PUSAT | TAMCO | INST |  | Pass | null
417940635 | Existing | 38834 | VACUUM | 11 kV | 630 | TNB | DISTRIBUTION |  |  | VK10J20H | TAMAN DAGANG PERMAI NO.1 | 300266712 | WKLC/PCE/J01434/MB38834 | 38834 | CLOSED | CARREFOUR AMPANG | KUALA LUMPUR PUSAT | TAMCO | INST |  | Pass | null
417868243 | Existing | 15098 | VACUUM | 11 kV | 630 | TNB | DISTRIBUTION |  |  | VMH 12 | TX | 300064951 | WKLC/PCE/J00681/MB15098 | 15098 | CLOSED | LRT AMPANG DEPOT | KUALA LUMPUR PUSAT | LKH | INST |  | Pass | null
377376412 | Existing | VCB6 | VACUUM | 11 kV | 630 | TNB | DISTRIBUTION |  | EPE | VFT-12-106 | MENARA W/WIDE JLN BKT BINTANG | 300286611 | WKLC/PPU/G00034/NB6 | 6 | CLOSED | PPU ROYAL CENDANA | KUALA LUMPUR PUSAT | EPE | INST |  | Pass | null
377962286 | Existing | 3S5 | VACUUM | 33 kV | 1 | TNB | DISTRIBUTION |  | TAMCO | GV 30M 25 | 4S5 - SPARE | 310201638 | WKLC/SSU/G00015/MB3 | 1S5 | CLOSED | SSU ELEMENT | KUALA LUMPUR PUSAT |  | INST | YTBC | Pass | null
420842072 | Existing | 16766 | VACUUM | 11 kV | 630 | TNB | DISTRIBUTION |  |  | VFT-12 | TX 1 | 300244933 | WKLC/PCE/J01284/MB16766 | 16766 | CLOSED | PE KONDO BUKIT ROBSON | KUALA LUMPUR PUSAT | EPE | INST |  | Pass | null
398663724 | Existing | 15223 | VACUUM | 11 kV | 630 | TNB | DISTRIBUTION |  |  | VMH12 | TX 2 | 300065618 | WKLC/PCE/J00807/MB15223 | 15223 | CLOSED | HOTEL FLAMINGO | KUALA LUMPUR TIMUR | LKH | INST |  | Fail | Please check "Operational Area"
417279292 | Existing | 32977 | VACUUM | 11 kV | 630 | TNB | DISTRIBUTION |  |  | HD4 | TX2 | 300245265 | WKLC/PCE/J01150/MB32977 | 32977 | CLOSED | RMH PGSA BLK A KELOMPOK CAMAR LRG PERMAI | KUALA LUMPUR PUSAT | ABB | INST |  | Pass | null
409119505 | Existing | 4L5 | VACUUM | 33 kV | 1 | TNB | DISTRIBUTION |  |  | GV 30M 25D | SPARE | 311162456 | WKLS/PMU/G00007/MB4L5 | 4L5 | CLOSED | PMU SUN CITY | KUALA LUMPUR PUSAT | TAMCO | INST | YTBC | Pass | null
419597202 | Existing | 11743 | VACUUM | 11 kV | 630 | TNB | DISTRIBUTION |  |  | VK10J20H | TX | 300063691 | WKLC/PCE/J00457/MB11743 | 11743 | CLOSED | PARKSON GRAND | KUALA LUMPUR PUSAT | TAMCO | INST |  | Pass | null
377556197 | Existing | VCB12 | VACUUM | 11 kV | 630 | TNB | DISTRIBUTION |  | TAMCO | VK10J20D | PANDAN INDAH INDUSTRI PARK NO2 | 300044567 | WKLC/PPU/G00019/NB12 | 12 | CLOSED | PPU PANDAN INDAH | KUALA LUMPUR PUSAT | TAMCO | INST |  | Pass | null
377556133 | Existing | VCB11 | VACUUM | 11 kV | 630 | TNB | DISTRIBUTION |  | TAMCO | VK10J20D | ROSE VISTA | 300044566 | WKLC/PPU/G00019/NB11 | 11 | CLOSED | PPU PANDAN INDAH | KUALA LUMPUR PUSAT | TAMCO | INST |  | Pass | null
377555436 | Existing | VCB11 | VACUUM | 11 kV | 630 | TNB | DISTRIBUTION |  | TAMCO | VK 10J 20D | WISMA MCA | 300044538 | WKLC/PPU/G00018/NB11 | 11 | CLOSED | PPU NARAJAYA | KUALA LUMPUR PUSAT | TAMCO | INST |  | Pass | null
377398854 | Existing | VCB11 | VACUUM | 11 kV | 630 | TNB | DISTRIBUTION |  | TAMCO | VK 10J 20D | BLOK PEJABAT TAMAN MIHARJA | 300044510 | WKLC/PPU/G00017/NB11 | 11 | CLOSED | PPU MIHARJA | KUALA LUMPUR PUSAT | TAMCO | INST |  | Pass | null
411335944 | Existing | 5131 | VACUUM | 11 kV | 800 | TNB | DISTRIBUTION |  |  | HV-12 | P/E ORIENTAL | 300065711 | WKLC/PCE/J00823/MB5131 | 5131 | CLOSED | WISMA LEE RUBBER | KUALA LUMPUR PUSAT | TOPRANK | INST |  | Pass | null
400837479 | Existing | 15969 | VACUUM | 11 kV | 630 | TNB | DISTRIBUTION |  |  | VK10J20H | TX 1 | 300064735 | WKLC/PCE/J00645/MB15969 | 15969 | CLOSED | PE PUST PRUBTAN GLENEAGLES INTAN | KUALA LUMPUR TIMUR | TAMCO | INST |  | Fail | Please check "Operational Area"
419288448 | Existing | 17840 | VACUUM | 11 kV | 630 | TNB | DISTRIBUTION |  |  | VFT12-106 | RUMAH KEDAI NO 2,PANDAN MEWAH | 300063371 | WKLC/PCE/J00402/MB17840 | 17840 | OPEN | RUMAH KEDAI NO 1 PANDAN MEWAH | KUALA LUMPUR PUSAT | EPE | INST |  | Pass | null
416384920 | Existing | 11961 | VACUUM | 11 kV | 630 | TNB | DISTRIBUTION |  |  | VK 10J20H | BRITISH HIGH COMMISSIONER | 300064651 | WKLC/PCE/J00630/MB11961 | 11961 | OPEN | LOT 247 JLN AMPANG | KUALA LUMPUR PUSAT | TAMCO | INST |  | Pass | null
416690369 | Existing | 19022 | VACUUM | 11 kV | 630 | TNB | DISTRIBUTION |  |  | VMH12 | PENGGUNA 11KV | 300244659 | WKLC/PCE/J01242/MB19022 | 19022 | CLOSED | BLK PEJABAT TMN MIHARJA | KUALA LUMPUR PUSAT | LKH | INST |  | Pass | null
416922057 | Existing | N/A | VACUUM | 11 kV | 630 | TNB | DISTRIBUTION |  |  | VMH12 | N/A | 300244592 | WKLC/PCE/J01057/MB17858 | 17858 | CLOSED | SCOTT VILLA CONDO NO.1 | KUALA LUMPUR PUSAT | LKH | INST |  | Pass | null
417505680 | Existing | 50626 | VACUUM | 11 kV | 630 | TNB | DISTRIBUTION |  |  | VK10J20H | PPU PANDAN JAYA CB#9 | 311297187 | WKLC/PCE/J01790/MB50626 | 50626 | CLOSED | SSU PANDAN MAS JLN D'LAPAN | KUALA LUMPUR PUSAT | TAMCO | INST | YTBC | Pass | null
417506505 | Existing | 36220 | VACUUM | 11 kV | 800 | TNB | DISTRIBUTION |  |  | HV-12 | BUS SECTION | 311297327 | WKLC/PCE/J01425/MB36220 | 36220 | OPEN | TESCO KG. PANDAN | KUALA LUMPUR PUSAT | TOPRANK | INST | YTBC | Pass | null
416054273 | Existing | 29867 | VACUUM | 11 kV | 630 | TNB | DISTRIBUTION |  |  | VK 10J20H | 11KV CONSUMERS | 300061748 | WKLC/PCE/J00103/MB29867 | 29867 | CLOSED | PRINCE HOTEL JALAN CONLAY | KUALA LUMPUR PUSAT | TAMCO | INST |  | Pass | null
411743106 | Existing | 18496 | VACUUM | 11 kV | 630 | TNB | DISTRIBUTION |  |  | VK10J20H | JLN BAHAGIA | 300061355 | WKLC/PCE/J00031/MB18496 | 18496 | CLOSED | KOREAN EMBASSY | KUALA LUMPUR PUSAT | TAMCO | INST |  | Pass | null
416870749 | Existing | 17328 | VACUUM | 11 kV | 630 | TNB | DISTRIBUTION |  |  | 3AH5104-2 | PANGSAPURI TIARA DUTA BLOK D | 300065217 | WKLC/PCE/J00730/MB17328 | 17328 | OPEN | P/PURI TIARA DUTA BLK A | KUALA LUMPUR PUSAT | ITEM | INST |  | Pass | null
418258564 | Existing |  | VACUUM | 11 kV | 0 | TNB | DISTRIBUTION |  |  | VK10J20H |  | 300270245 | WKLC/PCE/J01467/MB41128 | 41128 | OPEN | SEK MEN TSUN JIN JALAN LOKE YEW | KUALA LUMPUR PUSAT | TAMCO | INST |  | Pass | null
416346387 | Existing | 7815 | VACUUM | 11 kV | 630 | TNB | DISTRIBUTION |  |  | VK10J20H | DESA ANGKASA | 300063899 | WKLC/PCE/J00496/MB7815 | 7815 | OPEN | PE BANGUNAN GETAH ASLI | KUALA LUMPUR PUSAT | TAMCO | INST |  | Pass | null
377692819 | Existing | VCB4 | VACUUM | 11 kV | 630 | TNB | DISTRIBUTION |  | EPE | VFT12D | CABLE ABANDON | 300043970 | WKLC/PMU/G00006/NB4 | 4 | OPEN | PMU MID VALLEY 132/33/11KV | KUALA LUMPUR PUSAT | EPE | INST |  | Pass | null
412297401 | Existing | 19177 | VACUUM | 11 kV | 630 | TNB | DISTRIBUTION |  |  | VMH12 | CONSUMER | 10000981 | WKLC/PCE/J00001/MB19177 | 19177 | CLOSED | P/PURI SRI CHANGKAT RAJA CHULAN | KUALA LUMPUR PUSAT | LKH HSS | INST |  | Pass | null
377304677 | Existing | VCB34 | VACUUM | 11 kV | 2 | TNB | DISTRIBUTION |  | TAMCO | VK-10P25D | BUS COUPLER | 300046902 | WKLC/PPU/G00035/NB34 | 34 | CLOSED | PPU MPAJ | KUALA LUMPUR PUSAT | TAMCO | INST |  | Pass | null
377362576 | Existing | VCB14 | VACUUM | 11 kV | 630 | TNB | DISTRIBUTION |  | TAMCO | VK 10J 20D | P/E LOT 163 JLN PERAK | 300044347 | WKLC/PPU/G00011/NB14 | 14 | CLOSED | PPU KEWALRAM | KUALA LUMPUR PUSAT | TAMCO | INST |  | Pass | null
418073415 | Existing | 10103 | VACUUM | 11 kV | 630 | TNB | DISTRIBUTION |  |  | VFT-12 | TRANSFORMER 1 - DIRECT CONSUME | 300244910 | WKLC/PCE/J01086/MB10103 | 10103 | CLOSED | MAJLIS OLIMPIK MALAYSIA | KUALA LUMPUR PUSAT | EPE | INST |  | Pass | null
417205306 | Existing | 42370 | VACUUM | 11 kV | 630 | TNB | DISTRIBUTION |  |  | 3AH5 103-1 | P/E SOHO JALAN PERAK | 311279634 | WKLC/PCE/J01601/MB42370 | 42370 | CLOSED | MENARA BIMB JLN PERAK | KUALA LUMPUR PUSAT | ITEM | INST | YTBC | Pass | null
417965225 | Existing | 13517 | VACUUM | 11 kV | 630 | TNB | DISTRIBUTION |  |  | VFT-12 | TX 1 | 300064656 | WKLC/PCE/J00631/MB13517 | 13517 | CLOSED | D MAYANG KONDO | KUALA LUMPUR PUSAT | EPE | INST |  | Pass | null
419301035 | Existing | 7982 | VACUUM | 11 kV | 630 | TNB | DISTRIBUTION |  |  | SV-12 | NAGARIA | 300062797 | WKLC/PCE/J00299/MB7982 | 7982 | OPEN | HOTEL MELIA | KUALA LUMPUR PUSAT | AICHI | INST |  | Pass | null
377399448 | Existing | VCB31 | VACUUM | 11 kV | 2 | TNB | DISTRIBUTION |  | TAMCO | VK 10P25D | 11KV INCOMER1 | 300044546 | WKLC/PPU/G00018/NB31 | 31 | CLOSED | PPU NARAJAYA | KUALA LUMPUR PUSAT | TAMCO | INST |  | Pass | null
415745482 | Existing | 3180 | VACUUM | 11 kV | 600 | TNB | DISTRIBUTION |  |  | BVP.500 | TRANSFORMER 2 | 300245315 | WKLC/PCE/J01172/MB3180 | 3180 | CLOSED | BANGUNAN PETRONAS EMAS JLN PUDU | KUALA LUMPUR PUSAT | GEC | INST |  | Pass | null
411305118 | Existing | 7035 | VACUUM | 11 kV | 630 | TNB | DISTRIBUTION |  |  | VK 10J20H | HUA JIANG | 300062704 | WKLC/PCE/J00280/MB7035 | 7035 | OPEN | SOUTHERN BANK | KUALA LUMPUR PUSAT | TAMCO | INST |  | Pass | null
378160541 | Existing |  | VACUUM | 33 kV | 0 | TNB | DISTRIBUTION | [6 empty] | 1B5 | CLOSED | SSU IKANO | KUALA LUMPUR PUSAT |  |  |  | Pass | null
54986383 | Existing | VCB7 |  | 33 kV | 630 | TNB | DISTRIBUTION |  | ITEM | 8BK88 K07 | PE TAMAN MELOR NO.2 | 300454815 | WKLC/PPU/G00041/NB7 | 7-K07 | CLOSED | PPU SG PURUN | KUALA LUMPUR PUSAT | ITEM | INST |  | Fail | Please check "InsulationType"
417479894 | Existing | 18482 | VACUUM | 11 kV | 630 | TNB | DISTRIBUTION |  |  | HV-12 | TX | 300246153 | WKLC/PCE/J01365/MB18482 | 18482 | CLOSED | RITZ CARLTON HOTEL NO1 | KUALA LUMPUR PUSAT | TOSHIBA | INST |  | Pass | null
377673147 | Existing | VCB2 | VACUUM | 11 kV | 630 | TNB | DISTRIBUTION |  | TAMCO | VK 10J20D | RMH TENTERA & AWAM | 300043997 | WKLC/PMU/G00007/NB2 | 2 | CLOSED | PMU PANDAN MAJU 132/33/11KV | KUALA LUMPUR PUSAT | TAMCO | INST |  | Pass | null
419553867 | Existing | 46021 | VACUUM | 11 kV | 800 | TNB | DISTRIBUTION |  |  | HV-12 | WISMA PERKASA | 311279612 | WKLC/PCE/J01442/MB46021 | 46021 | OPEN | LOT 163 JLN PERAK | KUALA LUMPUR PUSAT | TOSHIBA | INST | YTBC | Pass | null
377396828 | Existing | VCB14 | VACUUM | 11 kV | 630 | TNB | DISTRIBUTION |  | ABB | VD4E 1206 P 20 | LOCAL TX | 300044434 | WKLC/PPU/G00014/NB14 | 14 | CLOSED | PPU LOW YATT | KUALA LUMPUR PUSAT | ABB | INST |  | Pass | null
418523855 | Existing | 32597 | VACUUM | 11 kV | 630 | TNB | DISTRIBUTION |  |  | HICLAD 12A20 | IBU PEJABAT POLIS AMPANG | 300244837 | WKLC/PCE/J01151/MB32597 | 32597 | CLOSED | JLN DAGANG 4 TMN DAGANG | KUALA LUMPUR PUSAT | EPE | INST |  | Pass | null
418893253 | Existing | 18392 | VACUUM | 11 kV | 630 | TNB | DISTRIBUTION |  |  | VK10J20H | MEGAN PHILEO PROMENDE BLOK B | 300062129 | WKLC/PCE/J00176/MB18392 | 18392 | CLOSED | MEGAN PHILEO PROMENADE BLK D | KUALA LUMPUR PUSAT | TAMCO | INST |  | Pass | null
418025208 | Existing | 30783 | VACUUM | 11 kV | 630 | TNB | DISTRIBUTION |  |  | 3AH5-103-2 | TX2 | 300061216 | WKLC/PCE/J00005/MB30783 | 30783 | CLOSED | NO.38 BEDARA TMN BEDARA BKT BINTANG | KUALA LUMPUR PUSAT | ITEM | INST |  | Pass | null
418026538 | Existing | 51286 | VACUUM | 11 kV | 800 | TNB | DISTRIBUTION |  |  | HV-12 | BUS TIE | 311279594 | WKLC/PCE/J01810/MB51286 | 51286 | CLOSED | MENARA KHUAN CHOO RAJA CHULAN | KUALA LUMPUR PUSAT | TOSHIBA | INST | YTBC | Pass | null
415746613 | Existing | 28024 | VACUUM | 11 kV | 630 | TNB | DISTRIBUTION |  |  | 8BK-88E A1 | 11KV CONSUMER | 300245065 | WKLC/PCE/J01270/MB28024 | 28024 | CLOSED | MENARA DEWAN BAHASA & PUSTAKA | KUALA LUMPUR PUSAT | ITEM | INST |  | Pass | null
416440997 | Existing | 17641 | VACUUM | 11 kV | 630 | TNB | DISTRIBUTION |  |  | SBV-4 | TX2 | 300061682 | WKLC/PCE/J00091/MB17641 | 17641 | CLOSED | CROWN REGENCY JALAN P RAMLEE | KUALA LUMPUR PUSAT | GEC | INST |  | Pass | null
416569562 | Existing | 12116 | VACUUM | 11 kV | 630 | TNB | DISTRIBUTION |  |  | VFT-12 | P/E KATANA RESIDENCE | 300061886 | WKLC/PCE/J00129/MB12116 | 12116 | CLOSED | JLN MADGE NO.2 KONDO | KUALA LUMPUR PUSAT | EPE | INST |  | Pass | null
417669282 | Existing | 9976 | VACUUM | 11 kV | 630 | TNB | DISTRIBUTION |  |  | VK-10J20H | AMODA | 300063750 | WKLC/PCE/J00468/MB9976 | 9976 | CLOSED | LOT 10 | KUALA LUMPUR PUSAT | TAMCO | INST |  | Pass | null
411348544 | Existing | 20850 | VACUUM | 11 kV | 630 | TNB | DISTRIBUTION |  |  | UNIVAC 12 | 11KV CONSUMER | 300245105 | WKLC/PCE/J00960/MB20850 | 20850 | CLOSED | HOTEL IMPIANA JLN CHENG LOCK | KUALA LUMPUR PUSAT | UNIVAC | INST |  | Pass | null
416867501 | Existing | 33667 | VACUUM | 11 kV | 630 | TNB | DISTRIBUTION |  |  | N/A | 4 TKT JLN KUNDUR | 300245201 | WKLC/PCE/J01158/MB33667 |  | OPEN | NO.3 P/PURI BT 2 1/2 CHERAS | KUALA LUMPUR PUSAT | ALTENA | INST |  | Pass | null
377522529 | Existing | 2P5 | VACUUM | 33 kV | 1 | TNB | DISTRIBUTION |  | TAMCO | VY-30M25D | 2P5-UNION SQUARE | 300044074 | WKLC/PPU/G00002/MB2P5 | 2P5 | OPEN | PPU BSKL | KUALA LUMPUR PUSAT |  | INST |  | Pass | null
418932757 | Existing | 19350 | VACUUM | 11 kV | 630 | TNB | DISTRIBUTION |  |  | VMH12 | TX 1 | 300062144 | WKLC/PCE/J00178/MB19350 | 19350 | CLOSED | PANGSAPURI VISTA DAMAI N0.1 | KUALA LUMPUR PUSAT | LKH | INST |  | Pass | null
417093708 | Existing | 7327 | VACUUM | 11 kV | 630 | TNB | DISTRIBUTION |  |  | VBH-124-40 | TX | 300063903 | WKLC/PCE/J00498/MB7327 | 7327 | CLOSED | TONG AH | KUALA LUMPUR PUSAT | AICHI | INST |  | Pass | null
377979855 | Existing |  | VACUUM | 33 kV | 0 | TNB | DISTRIBUTION | [6 empty] | 8S5 | OPEN | SSU DCC(KLCC) | KUALA LUMPUR PUSAT |  |  |  | Pass | null
417930967 | Existing | 4P5 | VACUUM | 33 kV | 1 | TNB | DISTRIBUTION |  |  | GV30M25 | SPARE | 311678529 | WKLC/PPU/G00051/MB8 | 4P5 | OPEN | PPU TRX CITY NO.1 D-PZW-S17-9277 | KUALA LUMPUR PUSAT | TAMCO | INST | YTBC | Pass | null
417797649 | Existing | 14133 | VACUUM | 11 kV | 630 | TNB | DISTRIBUTION |  |  | VK10J20H | PADAT JALAN 4/6A PANDAN INDA | 300066348 | WKLC/PCE/J00922/MB14133 | 14133 | CLOSED | PANDAN INDAH ABRA N0.7 | KUALA LUMPUR PUSAT | TAMCO | INST |  | Pass | null
418447095 | Existing | 39081 | VACUUM | 11 kV | 630 | TNB | DISTRIBUTION |  |  | VK 10J20H | PPU HOTEL ISTANA | 300286723 | WKLC/PCE/J01539/MB39081 | 39081 | CLOSED | SSU BLOK B ONE RESIDENCY JALAN NAGASARI | KUALA LUMPUR PUSAT | TAMCO | INST |  | Pass | null
412254859 | Existing | 43368 | VACUUM | 11 kV | 630 | TNB | DISTRIBUTION |  |  | 8BK-88E | PENGGUNA 11KV | 300293731 | WKLC/PCE/J01581/MB43368 | 43368 | CLOSED | DIJAYA PLAZA JLN TUN RAZAK | KUALA LUMPUR PUSAT | ITEM | INST |  | Pass | null
377950431 | Existing | VCB3 | VACUUM | 11 kV | 630 | TNB | DISTRIBUTION |  | TAMCO | VK 10J25H | HOTEL CONCORDE | 310105005 | WKLC/PPU/G00046/NB3 | 3 | CLOSED | PPU GRAND HYATT | KUALA LUMPUR PUSAT | TAMCO | INST | YTBC | Pass | null
378148163 | Existing | 5L5 | VACUUM | 33 kV | 1 | TNB | DISTRIBUTION |  | EPE | VJ-32DBB | PPU HOTEL ISTANA | 300043911 | WKLC/PMU/G00004/MB5L5 | 5L5 | CLOSED | PMU JALAN IMBI 132/33/11KV | KUALA LUMPUR PUSAT |  | INST |  | Pass | null
417076234 | Existing |  | VACUUM | 11 kV | 0 | TNB | DISTRIBUTION | [6 empty] | DMS | CLOSED | YOW CHUAN PLAZA NO.2 | KUALA LUMPUR PUSAT |  |  |  | Pass | null
418893783 | Existing | 18385 | VACUUM | 11 kV | 630 | TNB | DISTRIBUTION |  |  | VK10J20H | TX2 | 300061294 | WKLC/PCE/J00019/MB18385 | 18385 | CLOSED | MEGAN PHILEO PROMENADE BLK A | KUALA LUMPUR PUSAT | TAMCO | INST |  | Pass | null
411786810 | Existing | 9344 | VACUUM | 11 kV | 630 | TNB | DISTRIBUTION |  |  | VMH12 | PANDAN MAJU NO 6 | 300064491 | WKLC/PCE/J00603/MB9344 | 9344 | CLOSED | PANDAN MAJU NO.5 | Unknown | LKH | INST |  | Fail | Please check "Operational Area"
416442160 | Existing | 48479 | VACUUM | 11 kV | 630 | TNB | DISTRIBUTION |  |  | VK10J20H | SPARE | 300537214 | WKLC/PCE/J01731/MB7 | 48479 | CLOSED | SSU SUITE PLATINUM | KUALA LUMPUR PUSAT | TAMCO | INST | YTBC | Pass | null
377377172 | Existing | VCB12 | VACUUM | 11 kV | 630 | TNB | DISTRIBUTION |  | EPE | VFT12D | SPARE | 10001370 | WKLC/PPU/G00038/NB12 | 12 | OPEN | PPU F & N | KUALA LUMPUR PUSAT |  |  |  | Pass | null
377962253 | Existing | 4S5 | VACUUM | 33 kV | 1 | TNB | DISTRIBUTION |  | TAMCO | GV 30M 25 | CONSUMER 2 | 300348021 | WKLC/SSU/G00012/MB4S5 | 4S5 | CLOSED | SSU MRT COCHRANE | KUALA LUMPUR PUSAT | TAMCO | INST |  | Pass | null
416870282 | Existing | 14806 | VACUUM | 11 kV | 630 | TNB | DISTRIBUTION |  |  | VK10J20H | TX1 | 300064934 | WKLC/PCE/J00678/MB14806 | 14806 | CLOSED | AMPANG UTAMA | KUALA LUMPUR PUSAT | TAMCO | INST |  | Pass | null
416586717 | Existing | 8744 | VACUUM | 11 kV | 630 | TNB | DISTRIBUTION |  |  | A-2/64 | JALAN BELLAMY | 300244903 | WKLC/PCE/J01083/MB8744 | 8744 | CLOSED | TELEKOM BKT PETALING | KUALA LUMPUR PUSAT | EPE | INST |  | Pass | null
377522426 | Existing | VCB6 | VACUUM | 11 kV | 630 | TNB | DISTRIBUTION |  | TAMCO | VK-10J20D | STSN LRT PUDURAYA(PMU BMKM) | 300044093 | WKLC/PPU/G00002/NB6 | 6 | CLOSED | PPU BSKL | KUALA LUMPUR PUSAT |  | INST |  | Pass | null
377522995 | Existing | VCB3 | VACUUM | 11 kV | 630 | TNB | DISTRIBUTION |  | TAMCO | VK-10J20D | KPJ AMPANG PUTRI | 300044055 | WKLC/PPU/G00001/NB3 | 3 | CLOSED | PPU AMPANG SPECIALIST CENTRE | KUALA LUMPUR PUSAT | TAMCO | INST |  | Pass | null
377301006 | Existing | 5S5 | VACUUM | 33 kV | 1 | TNB | DISTRIBUTION |  | TAMCO | GV 30M 25D | 5S5 - PPU SG BESI 1P5 | 300291879 | WKLC/SSU/G00010/MB5S5 | 5S5 | OPEN | SSU KENANGA WHOLESALE (DARATAN ASLI) | KUALA LUMPUR PUSAT | TAMCO | INST |  | Pass | null
377301767 | Existing | 5S5 | VACUUM | 33 kV | 1 | TNB | DISTRIBUTION |  |  | BGA 36 | PMU KLCC | 300286960 | WKLC/SSU/G00006/MB5S5 | 5S5 | CLOSED | SSU PRINCE COURT MEDICAL CENTRE | KUALA LUMPUR PUSAT | RANHILL | INST |  | Pass | null
400707511 | Existing | 19611 | VACUUM | 11 kV | 630 | TNB | DISTRIBUTION |  |  | VMH12 | TX | 300064744 | WKLC/PCE/J00646/MB19611 | 19611 | CLOSED | LOT 218 JLN AMPANG | KUALA LUMPUR TIMUR | LKH | INST |  | Fail | Please check "Operational Area"
415955495 | Existing | 16024 | VACUUM | 11 kV | 630 | TNB | DISTRIBUTION |  |  | VK10J20H | PADAT PALM SQUARE NO.1 | 300062186 | WKLC/PCE/J00186/MB16024 | 16024 | CLOSED | HOTEL PALM SQUARE | KUALA LUMPUR PUSAT | TAMCO | INST |  | Pass | null
377556068 | Existing | VCB1 | VACUUM | 11 kV | 630 | TNB | DISTRIBUTION |  | TAMCO | VK10J20D | JLN 6/2 TMN KOMESIAL PDN INDAH | 300286490 | WKLC/PPU/G00019/NB1 | 1 | CLOSED | PPU PANDAN INDAH | KUALA LUMPUR PUSAT | TAMCO | INST |  | Pass | null
417046230 | Proposed |  | VACUUM | 11 kV | 0 | TNB | DISTRIBUTION | [7 empty] | CLOSED |  | KUALA LUMPUR PUSAT |  |  |  | Fail | Please check "Status"
417020547 | Existing | 7857 | VACUUM | 11 kV | 630 | TNB | DISTRIBUTION |  |  | VK10J25H | TAMAN MALURI NO 21 | 300244716 | WKLC/PCE/J00486/MB7857 | 7857 | CLOSED | TELEKOM TAMAN MALURI | KUALA LUMPUR PUSAT | TAMCO | INST |  | Pass | null
400837478 | Existing | 15971 | VACUUM | 11 kV | 630 | TNB | DISTRIBUTION |  |  | VK10J20H | PUSAT PERUBATAN GLENEAGLES | 300064737 | WKLC/PCE/J00645/MB15971 | 15971 | CLOSED | PE PUST PRUBTAN GLENEAGLES INTAN | KUALA LUMPUR TIMUR | TAMCO | INST |  | Fail | Please check "Operational Area"
399191723 | Existing | 33183 | VACUUM | 11 kV | 630 | TNB | DISTRIBUTION |  |  | HV-12 | PMU AMPANG CB3 | 300245641 | WKLC/PCE/J00076/MB33183 | 33183 | CLOSED | BALAI BOMBA JLN JELATEK | KUALA LUMPUR TIMUR | TOSHIBA | INST |  | Fail | Please check "Operational Area"
416922056 | Existing | N/A | VACUUM | 11 kV | 630 | TNB | DISTRIBUTION |  |  | VMH12 | N/A | 300244591 | WKLC/PCE/J01057/MB17857 | 17857 | CLOSED | SCOTT VILLA CONDO NO.1 | KUALA LUMPUR PUSAT | LKH | INST |  | Pass | null
416921896 | Existing | 29870 | VACUUM | 11 kV | 630 | TNB | DISTRIBUTION |  |  | HICLAD 12A20 | P/E SIEW DOR MANSION | 300244820 | WKLC/PCE/J01294/MB29870 | 29870 | CLOSED | MONORAIL HQ JLN TEBING(SPUR) | KUALA LUMPUR PUSAT | EPE | INST |  | Pass | null
412289223 | Existing | 8873 | VACUUM | 11 kV | 630 | TNB | DISTRIBUTION |  |  | VFT12 | TAPAK SEMENTARA PLAZA RAKYAT | 300062812 | WKLC/PCE/J00302/MB8873 | 8873 | CLOSED | HOSPITAL TONG SHIN | KUALA LUMPUR PUSAT | EPE | INST |  | Pass | null
411314414 | Existing | 10094 | VACUUM | 11 kV | 630 | TNB | DISTRIBUTION |  |  | VK 10J20H | PENGGUNA | 300061634 | WKLC/PCE/J00083/MB10094 | 10094 | CLOSED | KOMPLEKS TELEKOM (JRC) | KUALA LUMPUR PUSAT | TAMCO | INST |  | Pass | null
417651630 | Existing | 12671 | VACUUM | 11 kV | 630 | TNB | DISTRIBUTION |  |  | HV-12 | TX2 | 300064191 | WKLC/PCE/J00551/MB12671 | 12671 | CLOSED | THE FORUM | KUALA LUMPUR PUSAT | TOSHIBA | INST |  | Pass | null
377673313 | Existing | 10L5 | VACUUM | 33 kV | 1 | TNB | DISTRIBUTION |  | TAMCO | VY30M25D | PPU TASIK TAMBAHAN | 300043976 | WKLC/PMU/G00007/MB10L5 | 10 | CLOSED | PMU PANDAN MAJU 132/33/11KV | KUALA LUMPUR PUSAT | TAMCO | INST |  | Pass | null
377692786 | Existing | VCB12 | VACUUM | 11 kV | 630 | TNB | DISTRIBUTION |  | EPE | VFT12D | CABLE ABANDON | 300043963 | WKLC/PMU/G00006/NB12 | 12 | OPEN | PMU MID VALLEY 132/33/11KV | KUALA LUMPUR PUSAT | EPE | INST |  | Pass | null
412297304 | Existing | 45689 | VACUUM | 11 kV | 800 | TNB | DISTRIBUTION |  |  | HV12 | SSU BLOK B ONE RESIDENCY | 311302155 | WKLC/PCE/J01673/MB45689 | 45689 | CLOSED | HOTEL BKT CEYLON | KUALA LUMPUR PUSAT | TOSHIBA | INST | YTBC | Pass | null
377302489 | Existing | VCB1 | VACUUM | 11 kV | 630 | TNB | DISTRIBUTION |  |  | 10-VPR-25B | VCB 1 - LOCAL TX | 300044842 | WKLC/PPU/G00029/NB1 | 1 | CLOSED | PPU UDA BUKIT NENAS | KUALA LUMPUR PUSAT | MITSUBISHI | INST |  | Pass | null
412249929 | Existing | 2716 | VACUUM | 11 kV | 630 | TNB | DISTRIBUTION |  |  | N/A | SPARE | 300063737 | WKLC/PCE/J00465/MB2716 | 2716 | OPEN | HOTEL PARK ROYAL | KUALA LUMPUR PUSAT | GEC | INST |  | Pass | null
377362575 | Existing | VCB2 | VACUUM | 11 kV | 630 | TNB | DISTRIBUTION |  | TAMCO | VK 10J 20D | WISMA UOA NO 2 | 300044349 | WKLC/PPU/G00011/NB2 | 2 | CLOSED | PPU KEWALRAM | KUALA LUMPUR PUSAT | TAMCO | INST |  | Pass | null
416183946 | Existing | 19761 | VACUUM | 11 kV | 630 | TNB | DISTRIBUTION |  |  | BVPP3 | 202 DC CONDO | 300062511 | WKLC/PCE/J00241/MB19761 | 6387 | CLOSED | LORONG AMPANG NO.1 | KUALA LUMPUR PUSAT | ASS. ELECTRICAL INDUSTRIES LTD | INST |  | Pass | null
417021045 | Existing | 15342 | VACUUM | 11 kV | 630 | TNB | DISTRIBUTION |  |  | VK10J20H | PPU PANDAN JAYA 1 | 300062455 | WKLC/PCE/J00232/MB15342 | 15342 | CLOSED | LRT PANDAN INDAH | KUALA LUMPUR PUSAT | TAMCO | INST |  | Pass | null
377799443 | Existing | VCB15 | VACUUM | 11 kV | 630 | TNB | DISTRIBUTION |  | TAMCO | VK10J20D | VCB15-P/E LIM THIAN SOO | 300044320 | WKLC/PPU/G00010/NB18 | 15 | CLOSED | PPU JALAN SG BESI | KUALA LUMPUR PUSAT | TAMCO | INST |  | Pass | null
416105810 | Existing | 9092 | VACUUM | 11 kV | 630 | TNB | DISTRIBUTION |  |  | VK10J20H | PUSAT KOMERSIAL TMN DAGANG NO | 300064757 | WKLC/PCE/J00649/MB9092 | 9092 | CLOSED | TAMAN DAGANG NO.1 | KUALA LUMPUR PUSAT | TAMCO | INST |  | Pass | null
377799155 | Existing | VCB10 | VACUUM | 11 kV | 630 | TNB | DISTRIBUTION |  | TAMCO | VK10J20H | STAR CINEMA | 300044315 | WKLC/PPU/G00010/NB10 | 10 | CLOSED | PPU JALAN SG BESI | KUALA LUMPUR PUSAT | TAMCO | INST |  | Pass | null
419532914 | Existing | 46058 | VACUUM | 11 kV | 630 | TNB | DISTRIBUTION |  |  | VFT-12 | 11KV CONSUMER | 311297380 | WKLC/PCE/J01610/MB46058 | 46058 | CLOSED | NIHON MARKET JLN PASAR BARU | KUALA LUMPUR PUSAT | EPE | INST | YTBC | Pass | null
417896506 | Existing | 15986 | VACUUM | 11 kV | 630 | TNB | DISTRIBUTION |  |  | VK10J20H | IND RINGAN PANDAN MEWAH NO.2 | 300061507 | WKLC/PCE/J00060/MB15986 | 15986 | CLOSED | PERINDUSTRIAN RINGAN PANDAN MEWAH NO.1 | KUALA LUMPUR PUSAT | TAMCO | INST |  | Pass | null
418258428 | Existing | 815 | VACUUM | 11 kV | 630 | TNB | DISTRIBUTION |  |  | N/A | JALAN BIRCH | 300245117 | WKLC/PCE/J01014/MB815 | 815 | CLOSED | DEWAN BAHASA | KUALA LUMPUR PUSAT | UNIVAC | INST |  | Pass | null
417479893 | Existing | 18482 | VACUUM | 11 kV | 630 | TNB | DISTRIBUTION |  |  | HV-12 | MENARA KECK SENG | 300245902 | WKLC/PCE/J01365/MB18481 | 18481 | CLOSED | RITZ CARLTON HOTEL NO1 | KUALA LUMPUR PUSAT | TOSHIBA | INST |  | Pass | null
412327226 | Existing | 15455 | VACUUM | 11 kV | 630 | TNB | DISTRIBUTION |  |  | VK 10J25H | LIM THIAN SOO | 300244775 | WKLC/PCE/J01101/MB15455 | 15455 | OPEN | LRT SUNGAI BESI (PUDU) | KUALA LUMPUR PUSAT | TAMCO | INST |  | Pass | null
411696132 | Existing | 18254 | VACUUM | 11 kV | 630 | TNB | DISTRIBUTION |  |  | VMH12 | CONLAY COURT | 300064214 | WKLC/PCE/J00554/MB18254 | 18254 | CLOSED | ADVANCE DESIGN CENTRE | KUALA LUMPUR PUSAT | LKH | INST |  | Pass | null
377694806 | Existing | VCB3 | VACUUM | 11 kV | 630 | TNB | DISTRIBUTION |  | EPE | VFT-12D | PADAT KELAB MLM JLN P.RAMLEE | 300043935 | WKLC/PMU/G00005/NB3 | 3 | CLOSED | PMU KLCC 132/33/11KV | KUALA LUMPUR PUSAT | EPE | INST |  | Pass | null
399845661 | Existing | 12629 | VACUUM | 11 kV | 630 | TNB | DISTRIBUTION |  |  | VK10J20H | TX | 300062191 | WKLC/PCE/J00187/MB12629 | 12629 | CLOSED | TARA TOWER | KUALA LUMPUR TIMUR | TAMCO | INST |  | Fail | Please check "Operational Area"
416019941 | Existing | 37364 | VACUUM | 11 kV | 630 | TNB | DISTRIBUTION |  |  | VK10J20H | PMU KLCC 4 | 300284064 | WKLC/PCE/J01486/MB37364 | 37364 | CLOSED | BEVERLY TOWER JLN PINANG | KUALA LUMPUR PUSAT | TAMCO | INST |  | Pass | null
418639776 | Existing | 22066 | VACUUM | 11 kV | 630 | TNB | DISTRIBUTION |  |  | VK10J20H | TX1 | 300066556 | WKLC/PCE/J00965/MB22066 | 22066 | CLOSED | 6/11 TMN KOMERSIAL PANDAN INDAH | KUALA LUMPUR PUSAT | TAMCO | INST |  | Pass | null
418258677 | Existing | 2030 | VACUUM | 11 kV | 630 | TNB | DISTRIBUTION |  |  | N/A | TRANSFORMER 1 | 300245115 | WKLC/PCE/J01014/MB2030 | 2030 | CLOSED | DEWAN BAHASA | KUALA LUMPUR PUSAT | UNIVAC | INST |  | Pass | null
377950565 | Existing | VCB14 | VACUUM | 11 kV | 630 | TNB | DISTRIBUTION |  | TAMCO | VK 10J25H | SPARE | 310105003 | WKLC/PPU/G00046/NB14 | 14 | OPEN | PPU GRAND HYATT | KUALA LUMPUR PUSAT | TAMCO | INST | YTBC | Pass | null
415092621 | Existing | 49493 | VACUUM | 11 kV | 630 | TNB | DISTRIBUTION |  |  | VK 10J20H | PPU BANK RAKYAT CB5 | 311279651 | WKLC/PCE/J01742/MB49493 | 49493 | CLOSED | PE ALILA JLN ANG SENG | KUALA LUMPUR PUSAT | TAMCO | INST | YTBC | Pass | null
377303894 | Existing | VCB8 | VACUUM | 33 kV | 630 | TNB | DISTRIBUTION |  | TAMCO | VK 10J 20DT | VCB 8 - PERSIMPANGAN JLN AMPA | 300044905 | WKLC/PPU/G00031/NB8 | 8 | CLOSED | PPU YOW CHUAN PLAZA | KUALA LUMPUR PUSAT | TAMCO | INST |  | Pass | null
377673459 | Existing | VCB7 | VACUUM | 11 kV | 630 | TNB | DISTRIBUTION |  | TAMCO | VK 10J20D | SHAZAN COURT | 300044006 | WKLC/PMU/G00007/NB7 | 7 | CLOSED | PMU PANDAN MAJU 132/33/11KV | KUALA LUMPUR PUSAT | TAMCO | INST |  | Pass | null
416440996 | Existing | 17639 | VACUUM | 11 kV | 630 | TNB | DISTRIBUTION |  |  | SBV-4 | PUSAT HIBURAN | 300061680 | WKLC/PCE/J00091/MB17639 | 17639 | CLOSED | CROWN REGENCY JALAN P RAMLEE | KUALA LUMPUR PUSAT | GEC | INST |  | Pass | null
417278063 | Existing | 31317 | VACUUM | 11 kV | 630 | TNB | DISTRIBUTION |  |  | VK10J25H | BUS SECTION | 300244699 | WKLC/PCE/J01179/MB31317 | 31317 | CLOSED | SSU HOSPITAL AMPANG A | KUALA LUMPUR PUSAT | TAMCO | INST |  | Pass | null
416586851 | Existing | 2024 | VACUUM | 11 kV | 630 | TNB | DISTRIBUTION |  |  | VK10J20H | TRANSFORMER 1 | 300244795 | WKLC/PCE/J01221/MB2024 | 2024 | CLOSED | ISTANA NEGARA | KUALA LUMPUR PUSAT | TAMCO | INST |  | Pass | null
416595789 | Existing | 49255 | VACUUM | 11 kV | 630 | TNB | DISTRIBUTION |  |  | VK 10J20H | MSB PENGGUNA 11KV NO 1 | 300537639 | WKLC/PCE/J01726/MB2 | 49255 | CLOSED | SSU BANYAN TREE SIGNATURE JLN CONLAY | KUALA LUMPUR PUSAT | TAMCO | INST | YTBC | Pass | null
377591776 | Existing | VCB1 | VACUUM | 11 kV | 630 | TNB | DISTRIBUTION |  | TAMCO | VK 10J 20D | PKNS TMN DAGANG JLN AMPANG | 300044761 | WKLC/PPU/G00026/NB1 | 1 | CLOSED | PPU TAMAN KOSAS | KUALA LUMPUR PUSAT | TAMCO | INST |  | Pass | null
377979662 | Existing | 8S5 | VACUUM | 33 kV | 1 | TNB | DISTRIBUTION |  | TAMCO | VY-30M25D | 8S5-PPU KLCC | 300044917 | WKLC/SSU/G00002/MB8S5 | 8S5 | CLOSED | SSU KLCC NO.2 | KUALA LUMPUR PUSAT | TAMCO | INST |  | Pass | null
377589269 | Existing | VCB4 | VACUUM | 11 kV | 630 | TNB | DISTRIBUTION |  |  | 10-VPR-25B | SSU MENARA FELDA LORONG KUDA | 300044658 | WKLC/PPU/G00022/NB4 | 4 | CLOSED | PPU PNB/LUTH | KUALA LUMPUR PUSAT | MITSUBISHI | INST |  | Pass | null
412744334 | Existing | 49325 | VACUUM | 11 kV | 630 | TNB | DISTRIBUTION |  |  | 3AH5104-2 | LOOPING | 300537145 | WKLC/PCE/J01722/MB7 | 49325 | CLOSED | SSU DESA GREEN TMN DESA | KUALA LUMPUR SELATAN | SIEMENS | INST | YTBC | Fail | Please check "Operational Area"
377951888 | Existing | VCB31 | VACUUM | 11 kV | 2 | TNB | DISTRIBUTION |  | ITEM | 8BK88 KT01 | 30 MVA TX 1 | 300451608 | WKLC/PPU/G00039/NB31 | 31 | CLOSED | PPU ST MARY | KUALA LUMPUR PUSAT | ITEM | INST |  | Pass | null
378147497 | Existing |  | VACUUM | 11 kV | 0 | TNB | DISTRIBUTION | [6 empty] | 13 | OPEN | PPU KL ECO CITY NO 2 | KUALA LUMPUR PUSAT |  |  |  | Pass | null
378147529 | Existing |  | VACUUM | 33 kV | 0 | TNB | DISTRIBUTION | [6 empty] | 1 | OPEN | PPU KL ECO CITY NO 2 | KUALA LUMPUR PUSAT |  |  |  | Pass | null
419197485 | Existing | 46257 | VACUUM | 11 kV | 630 | TNB | DISTRIBUTION |  |  | VFT12 | PENGGUNA 11KV | 300450787 | WKLC/PCE/J01620/MB46257 | 46257 | CLOSED | WISMA IAV JLN PASAR | KUALA LUMPUR PUSAT | EPE | INST |  | Pass | null
418893782 | Existing | 18383 | VACUUM | 11 kV | 630 | TNB | DISTRIBUTION |  |  | VK10J20H | MEGAN PHILEO PROMENADE APT TOW | 300061292 | WKLC/PCE/J00019/MB18383 | 18383 | CLOSED | MEGAN PHILEO PROMENADE BLK A | KUALA LUMPUR PUSAT | TAMCO | INST |  | Pass | null
377376314 | Existing | VCB3 | VACUUM | 11 kV | 630 | TNB | DISTRIBUTION |  | EPE | VFT-12-106 | PDT KRAFTANGAN JLN CONLAY | 300286604 | WKLC/PPU/G00034/NB3 | 3 | CLOSED | PPU ROYAL CENDANA | KUALA LUMPUR PUSAT | EPE | INST |  | Pass | null
377377139 | Existing | VCB30 | VACUUM | 11 kV | 2 | TNB | DISTRIBUTION |  | EPE | VFT12D | BUS SECTION | 10001363 | WKLC/PPU/G00038/NB30 | 30 | CLOSED | PPU F & N | KUALA LUMPUR PUSAT |  |  |  | Pass | null
377962252 | Existing | 6S5 | VACUUM | 33 kV | 1 | TNB | DISTRIBUTION |  | TAMCO | GV 30M 25 | PMU PUDU ULU (5L5) | 300348022 | WKLC/SSU/G00012/MB6S5 | 6S5 | CLOSED | SSU MRT COCHRANE | KUALA LUMPUR PUSAT | TAMCO | INST |  | Pass | null
411700247 | Existing | 45321 | VACUUM | 11 kV | 630 | TNB | DISTRIBUTION |  |  | VK10J20H | PENGGUNA 11KV | 311319613 | WKLC/PCE/J01609/MB45321 | 45321 | CLOSED | 1 PERSIARAN KLCC | KUALA LUMPUR PUSAT | TAMCO | INST | YTBC | Pass | null
416870281 | Existing | 14805 | VACUUM | 11 kV | 630 | TNB | DISTRIBUTION |  |  | VK10J20H | P/U APSC | 300064933 | WKLC/PCE/J00678/MB14805 | 14805 | CLOSED | AMPANG UTAMA | KUALA LUMPUR PUSAT | TAMCO | INST |  | Pass | null
416002869 | Existing | 21385 | VACUUM | 11 kV | 630 | TNB | DISTRIBUTION |  |  | 8BK-88 A3 | P/E PPURI DAMAI SURIA J UTHANT | 300245924 | WKLC/PCE/J00173/MB21385 | 21385 | CLOSED | SRI SE EKAR JALAN UTHANT | KUALA LUMPUR PUSAT | ITEM | INST |  | Pass | null
377522329 | Existing | VCB30 | VACUUM | 11 kV | 2 | TNB | DISTRIBUTION |  | TAMCO | VK-10P25D | BUS SECTION | 300044087 | WKLC/PPU/G00002/NB30 | 30 | CLOSED | PPU BSKL | KUALA LUMPUR PUSAT |  | INST |  | Pass | null
377523915 | Existing | VCB6 | VACUUM | 11 kV | 630 | TNB | DISTRIBUTION |  | TAMCO | VK 10J20D | SHAMELIN | 300044035 | WKLC/PMU/G00008/NB6 | 6 | CLOSED | PMU PUDU ULU 132/33/11KV | KUALA LUMPUR PUSAT | TAMCO | INST |  | Pass | null
377301197 | Existing | 4S5 |  | 33 kV | 1 | TNB | DISTRIBUTION |  | ITEM | 8DB 10 | 4S5 - PMU MID VALLEY 10L5 | 300285635 | WKLC/SSU/G00008/MB4S5 | 4S5 | CLOSED | SSU THE GARDEN | KUALA LUMPUR PUSAT | ITEM | INST |  | Fail | Please check "InsulationType"
416560969 | Existing | 20448 | VACUUM | 11 kV | 630 | TNB | DISTRIBUTION |  |  | VMH12 | PHILEO AVENUE NO 3 | 300062352 | WKLC/PCE/J00214/MB20448 | 20448 | OPEN | PHILEO AVENUE NO.2 | KUALA LUMPUR PUSAT | LKH | INST |  | Pass | null
417571320 | Existing | 29832 | VACUUM | 11 kV | 630 | TNB | DISTRIBUTION |  |  | HICLAD 12A20 | TX2 | 300066143 | WKLC/PCE/J00889/MB29832 | 29832 | CLOSED | NO.2 BKT PERMAI UTAMA | KUALA LUMPUR PUSAT | EPE | INST |  | Pass | null
377397458 | Existing | VCB7 | VACUUM | 11 kV | 630 | TNB | DISTRIBUTION |  | TAMCO | VK 10J 20D | P/E LPK GETAH | 300044495 | WKLC/PPU/G00016/NB7 | 7 | CLOSED | PPU MBF PLAZA | KUALA LUMPUR PUSAT | TAMCO | INST |  | Pass | null
419274782 | Existing | 30530 | VACUUM | 11 kV | 630 | TNB | DISTRIBUTION |  |  | 8BK-88 A1 | PADAT RUMAH PANJANG JPS JALAN | 300244997 | WKLC/PCE/J00285/MB30530 | 30530 | CLOSED | R/PANGSA KOS RDH 6 TKT JLN PANDAN INDAH | KUALA LUMPUR PUSAT | SIEMENS | INST |  | Pass | null
412305871 | Existing | 14029 | VACUUM | 11 kV | 630 | TNB | DISTRIBUTION |  |  | VK10J20H | 6 CEYLON JLN CEYLON | 300062755 | WKLC/PCE/J00290/MB14029 | 14029 | CLOSED | MENARA BKT CEYLON | KUALA LUMPUR PUSAT | TAMCO | INST |  | Pass | null
377591321 | Existing | 2P5 | VACUUM | 33 kV | 1 | TNB | DISTRIBUTION |  | TAMCO | VY 30M 25D | 2P5 - STESEN SUIS LRT AMPANG | 300044727 | WKLC/PPU/G00025/MB2P5 | 2P5 | CLOSED | PPU TAMAN DATOK AHMAD RAZALI | KUALA LUMPUR PUSAT | TAMCO | INST |  | Pass | null
417797623 | Existing | 14668 | VACUUM | 11 kV | 630 | TNB | DISTRIBUTION |  |  | VK10J20H | 11KV CONSUMER | 300066349 | WKLC/PCE/J00922/MB14668 | 14668 | CLOSED | PANDAN INDAH ABRA N0.7 | KUALA LUMPUR PUSAT | TAMCO | INST |  | Pass | null
411730201 | Existing | 22443 | VACUUM | 11 kV | 630 | TNB | DISTRIBUTION |  |  | SBV-4 | TX1 | 300061860 | WKLC/PCE/J00121/MB22443 | 22443 | CLOSED | INDUSTRIAN RINGAN TMN CAHAYA | KUALA LUMPUR PUSAT | GEC | INST |  | Pass | null
377799136 | Existing | VCB12 | VACUUM | 11 kV | 630 | TNB | DISTRIBUTION |  | TAMCO | VK10J20H | 17 STOREY FLAT NO.2 SANG PENG | 300044317 | WKLC/PPU/G00010/NB12 | 12 | CLOSED | PPU JALAN SG BESI | KUALA LUMPUR PUSAT | TAMCO | INST |  | Pass | null
409120890 | Existing |  | VACUUM | 11 kV | 0 | TNB | DISTRIBUTION | [6 empty] | 11 | OPEN | PPU WARISAN TRADISI | KUALA LUMPUR PUSAT |  |  |  | Pass | null
409121018 | Existing |  | VACUUM | 11 kV | 0 | TNB | DISTRIBUTION | [6 empty] | 3 | OPEN | PPU WARISAN TRADISI | KUALA LUMPUR PUSAT |  |  |  | Pass | null
377692785 | Existing | VCB34 | VACUUM | 11 kV | 2 | TNB | DISTRIBUTION |  | EPE | VFT12D | BUS COUPLER | 300043969 | WKLC/PMU/G00006/NB34 | 34 | CLOSED | PMU MID VALLEY 132/33/11KV | KUALA LUMPUR PUSAT | EPE | INST |  | Pass | null
377692120 | Existing | 14L5 | VACUUM | 33 kV | 1 | TNB | DISTRIBUTION |  | TAMCO | VY30M25D | PPU PANDAN INDAH 3P5 | 300286627 | WKLC/PMU/G00007/MB14L5 | 14 | CLOSED | PMU PANDAN MAJU 132/33/11KV | KUALA LUMPUR PUSAT | TAMCO | INST |  | Pass | null
415092673 | Existing | 46470 | VACUUM | 11 kV | 630 | TNB | DISTRIBUTION |  |  | 12A20 | PE MED COST APT JLN ANG SENG 2 | 300450883 | WKLC/PCE/J01621/MB46470 | 46470 | OPEN | SSU BANK RAKYAT JLN TRAVERS | KUALA LUMPUR PUSAT | EPE | INST |  | Pass | null
377303249 | Existing | VCB30 | VACUUM | 11 kV | 2 | TNB | DISTRIBUTION |  | TAMCO | VK 10P 25DT | BUS SECTION | 300044873 | WKLC/PPU/G00030/NB30 | 30 | CLOSED | PPU UNION SQUARE | KUALA LUMPUR PUSAT | TAMCO | INST |  | Pass | null
411967124 | Existing | 21579 | VACUUM | 11 kV | 630 | TNB | DISTRIBUTION |  |  | VFT-12 | MENARA DWN BAHASA DAN PUSTAKA | 311406683 | WKLC/PCE/J01224/MB21579 | 21579 | OPEN | SS MAA JLN LAPANGAN TERBANG | KUALA LUMPUR PUSAT | EPE | INST | YTBC | Pass | null
377555836 | Existing | VCB5 | VACUUM | 11 kV | 630 | TNB | DISTRIBUTION |  | TAMCO | VK10J20D | TAMAN CEMPAKA NO.1 | 300044578 | WKLC/PPU/G00019/NB5 | 5 | CLOSED | PPU PANDAN INDAH | KUALA LUMPUR PUSAT | TAMCO | INST |  | Pass | null
377364032 | Existing | VCB4 | VACUUM | 11 kV | 630 | TNB | DISTRIBUTION |  | TAMCO | VK-10J20D | SWISS GARDEN RES. JLN GALLOWAY | 300044267 | WKLC/PPU/G00008/NB4 | 4 | CLOSED | PPU JALAN PUDU | KUALA LUMPUR PUSAT |  | INST |  | Pass | null
377364128 | Existing | VCB3 | VACUUM | 11 kV | 630 | TNB | DISTRIBUTION |  | TAMCO | VK-10J20D | P/E BALAI BOMBA JLN HANG TUAH | 300044262 | WKLC/PPU/G00008/NB3 | 3 | CLOSED | PPU JALAN PUDU | KUALA LUMPUR PUSAT |  | INST |  | Pass | null
417634884 | Existing | 1986 | VACUUM | 11 kV | 400 | TNB | DISTRIBUTION |  |  | BVP.17 | TRANSFORMER | 10001078 | WKLC/PCE/J01323/MB1986 | 1986 | CLOSED | MIRAMA HOTEL | KUALA LUMPUR PUSAT | AEI | INST |  | Pass | null
416660107 | Existing |  | VACUUM | 11 kV | 0 | TNB | DISTRIBUTION | [6 empty] | 49404 | CLOSED | SSU MENARA PUBLIC BANK JALAN RAJA CHULAN | KUALA LUMPUR PUSAT |  |  |  | Pass | null
417020411 | Existing | 15339 | VACUUM | 11 kV | 630 | TNB | DISTRIBUTION |  |  | VK10J25H | PPU PANDAN JAYA 1 | 300062452 | WKLC/PCE/J00232/MB15339 | 15339 | OPEN | LRT PANDAN INDAH | KUALA LUMPUR PUSAT | TAMCO | INST |  | Pass | null
415694300 | Existing | 47590 | VACUUM | 11 kV | 630 | TNB | DISTRIBUTION |  |  | VK10J20H | PDT SEM MRT JLN CHERAS (SPUR) | 311297266 | WKLC/PCE/J01687/MB47590 | 45790 | CLOSED | IPD CHERAS | KUALA LUMPUR PUSAT | TAMCO | INST | YTBC | Pass | null
63373407 | Existing | VCB10 | VACUUM | 11 kV | 630 | TNB | DISTRIBUTION |  | TOSHIBA | VK-10J25D | MAYBANK | 300043876 | WKLC/PMU/G00002/NB10 | 10 | CLOSED | PMU BUKIT MAHKAMAH 132/33/11KV | KUALA LUMPUR PUSAT | TOSHIBA | INST |  | Pass | null
378160603 | Existing |  | VACUUM | 33 kV | 0 | TNB | DISTRIBUTION | [6 empty] | 6S5 | OPEN | SSU IKANO | KUALA LUMPUR PUSAT |  |  |  | Pass | null
416389214 | Existing | 8731 | VACUUM | 11 kV | 630 | TNB | DISTRIBUTION |  |  | VFT-12 | PNB CONSUMER G2 | 311297173 | WKLC/PCE/J00556/MB8731 | 8731 | CLOSED | LEMBAGA URUSAN TABUNG HAJI | KUALA LUMPUR PUSAT | EPE | INST | YTBC | Pass | null
417480621 | Existing | 50299 | VACUUM | 11 kV | 630 | TNB | DISTRIBUTION |  |  | 8BK-88 | PPU STARHILL (CB10) | 311297249 | WKLC/PCE/J01779/MB50299 | 50299 | CLOSED | SSU TRIBECA JLN IMBI | KUALA LUMPUR PUSAT | ITEM | INST | YTBC | Pass | null
377522578 | Existing | VCB9 | VACUUM | 11 kV | 630 | TNB | DISTRIBUTION |  | TAMCO | VK-10J20D | KLS EXCHANGE SQ. P'SIAR MAYBNK | 300044096 | WKLC/PPU/G00002/NB9 | 9 | CLOSED | PPU BSKL | KUALA LUMPUR PUSAT |  | INST |  | Pass | null
411348037 | Existing | 41527 | VACUUM | 11 kV | 630 | TNB | DISTRIBUTION |  |  | 3AH5 103-1 | PMU BUKIT MAHKAMAH | 300291260 | WKLC/PCE/J01560/MB41527 | 41527 | CLOSED | MENARA HSBC | KUALA LUMPUR PUSAT | ITEM | INST |  | Pass | null
416759256 | Existing | 46481 | VACUUM | 11 kV | 630 | TNB | DISTRIBUTION |  |  | 12A20 | SURVEY DEPARTMENT | 300535449 | WKLC/PCE/J01715/MB46481 | 46481 | CLOSED | RESIDEN M AMPANG | KUALA LUMPUR PUSAT | EPE | INST | YTBC | Pass | null
377694965 | Existing | 10L5 | VACUUM | 33 kV | 1 | TNB | DISTRIBUTION |  | EPE | VJ-32 | 10L5 - SPARE | 300043916 | WKLC/PMU/G00005/MB10L5 | 10 | CLOSED | PMU KLCC 132/33/11KV | KUALA LUMPUR PUSAT | EPE | INST |  | Pass | null
412336924 | Existing | 36588 | VACUUM | 11 kV | 630 | TNB | DISTRIBUTION |  |  | VK 10J25H | TX3 | 300291245 | WKLC/PCE/J01559/MB36588 | 36588 | CLOSED | UNITED ENGINEERS NO.3 | KUALA LUMPUR PUSAT | TAMCO | INST |  | Pass | null
419854716 | Existing | 1626 | VACUUM | 11 kV | 630 | TNB | DISTRIBUTION |  |  | 3AH5104-2 | TX 2 | 10000722 | WKLC/PCE/J00708/MB1626 | 1626 | CLOSED | AMPANG JAYA NO 1 | KUALA LUMPUR PUSAT | ITEM | INST |  | Pass | null
377363897 | Existing | VCB31 | VACUUM | 11 kV | 2 | TNB | DISTRIBUTION |  | TAMCO | VK-10P25D | 30MVA TX1 | 300044264 | WKLC/PPU/G00008/NB31 | 31 | CLOSED | PPU JALAN PUDU | KUALA LUMPUR PUSAT |  | INST |  | Pass | null
418523725 | Existing | 31939 | VACUUM | 11 kV | 630 | TNB | DISTRIBUTION |  |  | A1 | TX | 300245252 | WKLC/PCE/J01125/MB31939 | 31939 | CLOSED | RUMAH KELAB JALAN DAGANG B/2 TAMAN DAGAN | KUALA LUMPUR PUSAT | ABB | INST |  | Pass | null
418308611 | Existing | 16083 | VACUUM | 11 kV | 630 | TNB | DISTRIBUTION |  |  | VK10J20H | JLN DAMAI | 300062386 | WKLC/PCE/J00219/MB16083 | 16083 | CLOSED | P/PURI ANJUNG DAMAI JLN MURNI | KUALA LUMPUR PUSAT | TAMCO | INST |  | Pass | null
417634589 | Existing | 6950 | VACUUM | 11 kV | 400 | TNB | DISTRIBUTION |  |  | VBH-124-40 | PE HO WENG KEE | 300244975 | WKLC/PCE/J01091/MB6950 | 6950 | CLOSED | UDA JALAN PETALING | KUALA LUMPUR PUSAT | AICHI | INST |  | Pass | null
377374389 | Existing | VCB10 | VACUUM | 11 kV | 630 | TNB | DISTRIBUTION |  | ITEM | 8BK88 K10 | SSU NO.2 MID VALLEY | 300286495 | WKLC/PPU/G00036/NB10 | 10 | CLOSED | PPU MID VALLEY | KUALA LUMPUR PUSAT | ITEM | INST |  | Pass | null
417669312 | Existing | 9978 | VACUUM | 11 kV | 630 | TNB | DISTRIBUTION |  |  | VK-10J20H | TX | 300063752 | WKLC/PCE/J00468/MB9978 | 9978 | CLOSED | LOT 10 | KUALA LUMPUR PUSAT | TAMCO | INST |  | Pass | null
416389719 | Existing | 16520 | VACUUM | 11 kV | 630 | TNB | DISTRIBUTION |  |  | VK10J20H | TRI JLN AMPANG | 300064627 | WKLC/PCE/J00626/MB16520 | 16520 | CLOSED | KL TRAVELLODGE | KUALA LUMPUR PUSAT | TAMCO | INST |  | Pass | null
411988606 | Existing | 15398 | VACUUM | 11 kV | 630 | TNB | DISTRIBUTION |  |  | VK10J25H | PMU PUDU ULU CB2 | 300244757 | WKLC/PCE/J01011/MB15398 | 15398 | CLOSED | LRT MALURI | KUALA LUMPUR PUSAT | TAMCO | INST |  | Pass | null
418824629 | Existing | 17505 | VACUUM | 11 kV | 800 | TNB | DISTRIBUTION |  |  | HV 12 | PPU DATO AHMAD RAZALI | 300062039 | WKLC/PCE/J00154/MB17505 | 17505 | CLOSED | TASIK AMPANG COMMERCIAL COMPLEX | KUALA LUMPUR PUSAT | TOSHIBA | INST |  | Pass | null
416595852 | Existing | 40100 | VACUUM | 11 kV | 630 | TNB | DISTRIBUTION |  |  | VK 10J20H | PPU ROYAL CENDANA | 300268737 | WKLC/PCE/J01455/MB40100 | 40100 | CLOSED | THE ROYALE CHULAN HOTEL | KUALA LUMPUR PUSAT | TAMCO | INST |  | Pass | null
416595788 | Existing | 49257 | VACUUM | 11 kV | 630 | TNB | DISTRIBUTION |  |  | VK 10J20H | LOOPING | 311279627 | WKLC/PCE/J01726/MB49257 | 49257 | CLOSED | SSU BANYAN TREE SIGNATURE JLN CONLAY | KUALA LUMPUR PUSAT | TAMCO | INST | YTBC | Pass | null
416458206 | Existing | 44987 | VACUUM | 11 kV | 630 | TNB | DISTRIBUTION |  |  | VK10J20H | PENGGUNA 11KV 1 | 300449783 | WKLC/PCE/J01619/MB44987 | 44987 | CLOSED | IPK KUALA LUMPUR JLN GALLOWAY | KUALA LUMPUR PUSAT | TAMCO | INST |  | Pass | null
377396166 | Existing | VCB15 | VACUUM |  | 630 | TNB | DISTRIBUTION |  | TAMCO | VK 10J 25D | P/E AMPANG TOWER | 300044401 | WKLC/PPU/G00013/NB15 | 15 | CLOSED | PPU KLCC | KUALA LUMPUR PUSAT |  | INST |  | Fail | Please check "Operating Voltage"
377590822 | Existing | VCB7 | VACUUM | 11 kV | 630 | TNB | DISTRIBUTION |  | TAMCO | VK 10J 20D | GLXY SHOP COMP JLN DAGANG 4 | 300044747 | WKLC/PPU/G00025/NB7 | 7 | CLOSED | PPU TAMAN DATOK AHMAD RAZALI | KUALA LUMPUR PUSAT | TAMCO | INST |  | Pass | null
411695996 | Existing | 16644 | VACUUM | 11 kV | 630 | TNB | DISTRIBUTION |  |  | VMH12 | PMU KLCC CB#5 | 300062196 | WKLC/PCE/J00188/MB16644 | 16644 | CLOSED | MENARA ESSO | KUALA LUMPUR PUSAT | LKH HSS | INST |  | Pass | null
378147432 | Existing |  | VACUUM |  | 0 | TNB | DISTRIBUTION | [6 empty] | 2BS | OPEN | PPU KL ECO CITY NO 2 | KUALA LUMPUR PUSAT |  |  |  | Fail | Please check "Operating Voltage"
419090119 | Existing | 4382 | VACUUM | 11 kV | 630 | TNB | DISTRIBUTION |  |  | VK10J20H | PPU NARAJAYA | 300066529 | WKLC/PCE/J00959/MB4382 | 4382 | CLOSED | MIDF | KUALA LUMPUR PUSAT | TAMCO | INST |  | Pass | null
377376409 | Existing | 1WO | VACUUM | 33 kV | 2 | TNB | DISTRIBUTION |  | EPE | BGA 36 | 1WO-BUS COUPLER | 300286593 | WKLC/PPU/G00034/MB1WO | 1WO | CLOSED | PPU ROYAL CENDANA | KUALA LUMPUR PUSAT | EPE | INST |  | Pass | null
377377170 | Existing | VCB10 | VACUUM | 11 kV | 630 | TNB | DISTRIBUTION |  | EPE | VFT12D | SPARE | 10001369 | WKLC/PPU/G00038/NB10 | 10 | CLOSED | PPU F & N | KUALA LUMPUR PUSAT |  |  |  | Pass | null
420842069 | Existing | 16767 | VACUUM | 11 kV | 630 | TNB | DISTRIBUTION |  |  | VFT-12 | BKT ROBSON CONDO BLOK B | 300244934 | WKLC/PCE/J01284/MB16767 | 16767 | CLOSED | PE KONDO BUKIT ROBSON | KUALA LUMPUR PUSAT | EPE | INST |  | Pass | null
411700310 | Existing | 17269 | VACUUM | 11 kV | 630 | TNB | DISTRIBUTION |  |  | VK10J20H | PMU KLCC | 10001008 | WKLC/PCE/J00102/MB17269 | 17269 | CLOSED | SSU KLCC B | KUALA LUMPUR PUSAT | TAMCO | INST |  | Pass | null
416003028 | Existing | 14284 | VACUUM | 11 kV | 630 | TNB | DISTRIBUTION |  |  | VFT-12 | TX | 300062546 | WKLC/PCE/J00247/MB14284 | 14284 | CLOSED | REGAL VILLA | KUALA LUMPUR PUSAT | EPE | INST |  | Pass | null
417279289 | Existing | 32975 | VACUUM | 11 kV | 630 | TNB | DISTRIBUTION |  |  | HD4 | TAMAN TASIK PERMAI TASIK TAMBA | 300245263 | WKLC/PCE/J01150/MB32975 | 32975 | CLOSED | RMH PGSA BLK A KELOMPOK CAMAR LRG PERMAI | KUALA LUMPUR PUSAT | ABB | INST |  | Pass | null
416019933 | Existing | 37366 | VACUUM | 11 kV | 630 | TNB | DISTRIBUTION |  |  | VK10J20H | PENGGUNA 11KV | 300284066 | WKLC/PCE/J01486/MB37366 | 37366 | CLOSED | BEVERLY TOWER JLN PINANG | KUALA LUMPUR PUSAT | TAMCO | INST |  | Pass | null
377522424 | Existing | VCB14 | VACUUM | 11 kV | 630 | TNB | DISTRIBUTION |  | TAMCO | VK-10J20D | P/E HONG KONG BANK | 300044083 | WKLC/PPU/G00002/NB14 | 14 | CLOSED | PPU BSKL | KUALA LUMPUR PUSAT |  | INST |  | Pass | null
418875418 | Existing | 46727 | VACUUM | 11 kV | 630 | TNB | DISTRIBUTION |  |  | SBK-88E | PENGGUNA 11KV | 300537542 | WKLC/PCE/J01772/MB4 | 46727 | CLOSED | PLAZA ATRIUM LORONG P RAMLEE | KUALA LUMPUR PUSAT | ITEM | INST | YTBC | Pass | null
417931006 | Existing | VCB1 | VACUUM | 11 kV | 630 | TNB | DISTRIBUTION |  |  | GV3 | VCB 1 - SSU 3A ECO CITY | 311754110 | WKLC/PPU/G00051/NB2 | 2 | OPEN | PPU TRX CITY NO.1 D-PZW-S17-9277 | KUALA LUMPUR PUSAT | TAMCO | INST | YTBC | Pass | null
377591544 | Existing | VCB5 | VACUUM | 11 kV | 630 | TNB | DISTRIBUTION |  | TAMCO | VK 10J 20D | VCB 5 - YAYASAN MARA | 300044775 | WKLC/PPU/G00026/NB5 | 5 | CLOSED | PPU TAMAN KOSAS | KUALA LUMPUR PUSAT | TAMCO | INST |  | Pass | null
377398186 | Existing | VCB16 | VACUUM | 11 kV | 630 | TNB | DISTRIBUTION |  | TAMCO | VK 10J 20D | LOCAL TX | 300044485 | WKLC/PPU/G00016/NB16 | 16 | CLOSED | PPU MBF PLAZA | KUALA LUMPUR PUSAT | TAMCO | INST |  | Pass | null
418446812 | Existing | 3190 | VACUUM | 11 kV | 630 | TNB | DISTRIBUTION |  |  | VK 10J20H | CONSUMER 11KV | 300063644 | WKLC/PCE/J00448/MB3190 | 3190 | CLOSED | PE WISMA MPI | KUALA LUMPUR PUSAT | TAMCO | INST |  | Pass | null
378148234 | Existing | VCB6 | VACUUM | 11 kV | 630 | TNB | DISTRIBUTION |  | EPE | VFT-12D | P/E IMBI GARDEN | 300286381 | WKLC/PMU/G00004/NB6 | 6 | CLOSED | PMU JALAN IMBI 132/33/11KV | KUALA LUMPUR PUSAT |  | INST |  | Pass | null
417020417 | Existing | 15341 | VACUUM | 11 kV | 630 | TNB | DISTRIBUTION |  |  | VK10J20H | 11KV PENGGUNA | 300062454 | WKLC/PCE/J00232/MB15341 | 15341 | CLOSED | LRT PANDAN INDAH | KUALA LUMPUR PUSAT | TAMCO | INST |  | Pass | null
412297648 | Existing | 11342 | VACUUM | 11 kV | 630 | TNB | DISTRIBUTION |  |  | VFT12 | PPU BSKL | 300063818 | WKLC/PCE/J00481/MB11342 | 11342 | CLOSED | KASSIM CHAN ( MENARA HARTA PRIMA ) | KUALA LUMPUR PUSAT | EPE | INST |  | Pass | null
420005596 | Existing | 21885 | VACUUM | 11 kV | 630 | TNB | DISTRIBUTION |  |  | B-1 (50/5A) | TRANSFORMENR 2 | 300244893 | WKLC/PCE/J01231/MB21885 | 21885 | CLOSED | TAMAN MIHARJA NO.3 | KUALA LUMPUR PUSAT | EPE | INST |  | Pass | null
416969998 | Existing | 51431 | VACUUM | 11 kV | 630 | TNB | DISTRIBUTION |  |  | 3AH5104-2 | SSU2 3 TOWER JLN AMPANG | 311600935 | WKLC/PCE/J01762/MB51431 | 51431 | CLOSED | SSU 1 3TOWER JLN AMPANG | KUALA LUMPUR PUSAT | ITEM | INST | YTBC | Pass | null
412744324 | Existing | 49323 | VACUUM | 11 kV | 630 | TNB | DISTRIBUTION |  |  | 3AH5104-2 | BUS TIE | 300537141 | WKLC/PCE/J01722/MB5 | 49323 | CLOSED | SSU DESA GREEN TMN DESA | KUALA LUMPUR SELATAN | SIEMENS | INST | YTBC | Fail | Please check "Operational Area"
417505645 | Existing | 50628 | VACUUM | 11 kV | 630 | TNB | DISTRIBUTION |  |  | VK10J20H | 11KV CONSUMER TENANT | 311297189 | WKLC/PCE/J01790/MB50628 | 50628 | CLOSED | SSU PANDAN MAS JLN D'LAPAN | KUALA LUMPUR PUSAT | TAMCO | INST | YTBC | Pass | null
63373605 | Existing | VCB3 | VACUUM | 11 kV | 630 | TNB | DISTRIBUTION |  | TOSHIBA | VK-10J25D | SINAR KOTA | 300043883 | WKLC/PMU/G00002/NB3 | 3 | CLOSED | PMU BUKIT MAHKAMAH 132/33/11KV | KUALA LUMPUR PUSAT | TOSHIBA | INST |  | Pass | null
417953176 | Existing | 34887 | VACUUM | 11 kV | 630 | TNB | DISTRIBUTION |  |  | VK10J25H | TRANSFORMER 2 | 300244707 | WKLC/PCE/J01118/MB34887 | 34887 | CLOSED | RUMAH PANGSA KOS RENDAH SAUJANA AMPANG | KUALA LUMPUR PUSAT | TAMCO | INST |  | Pass | null
377692752 | Existing | 3TO | VACUUM | 33 kV | 2 | TNB | DISTRIBUTION |  | EPE | VJ-32DBB | INCOMER NO 1 | 300043952 | WKLC/PMU/G00006/MB3TO | 3TO | CLOSED | PMU MID VALLEY 132/33/11KV | KUALA LUMPUR PUSAT | EPE | INST |  | Pass | null
415092608 | Existing | 49489 | VACUUM | 11 kV | 630 | TNB | DISTRIBUTION |  |  | VK 10J20H | MSB PENGGUNA 11KV OWNER | 311279655 | WKLC/PCE/J01742/MB49489 | 49489 | CLOSED | PE ALILA JLN ANG SENG | KUALA LUMPUR PUSAT | TAMCO | INST | YTBC | Pass | null
377303913 | Existing | 2HO | VACUUM | 33 kV | 1 | TNB | DISTRIBUTION |  | TAMCO | VY 30M 25DT | 2HO - 30 MVA TX2 | 300044887 | WKLC/PPU/G00031/MB2HO | 2HO | CLOSED | PPU YOW CHUAN PLAZA | KUALA LUMPUR PUSAT | TAMCO | INST |  | Pass | null
377303977 | Existing | 1P5 | VACUUM | 33 kV | 1 | TNB | DISTRIBUTION |  | TAMCO | VY 30M 25DT | 1P5 - PMU AMPANG | 300044886 | WKLC/PPU/G00031/MB1P5 | 1P5 | CLOSED | PPU YOW CHUAN PLAZA | KUALA LUMPUR PUSAT | TAMCO | INST |  | Pass | null
412249927 | Existing | 2717 | VACUUM | 11 kV | 630 | TNB | DISTRIBUTION |  |  | VFT-12-106 | PPU BINTANG | 300063738 | WKLC/PCE/J00465/MB2717 | 2717 | CLOSED | HOTEL PARK ROYAL | KUALA LUMPUR PUSAT | EPE | INST |  | Pass | null
377363238 | Existing | VCB30 | VACUUM | 11 kV | 2 | TNB | DISTRIBUTION |  | TOSHIBA | VK-10P25D | BUS SECTION | 300044294 | WKLC/PPU/G00009/NB30 | 30 | CLOSED | PPU JALAN RODGER | KUALA LUMPUR PUSAT | TOSHIBA | INST |  | Pass | null
411967091 | Existing | 21576 | VACUUM | 11 kV | 630 | TNB | DISTRIBUTION |  |  | VFT-12 | PENGGUNA | 311406686 | WKLC/PCE/J01224/MB21576 | 21576 | CLOSED | SS MAA JLN LAPANGAN TERBANG | KUALA LUMPUR SELATAN | EPE | INST | YTBC | Fail | Please check "Operational Area"
416660106 | Existing | 48647 | VACUUM | 11 kV | 630 | TNB | DISTRIBUTION |  |  | VK10J20H | LOOPING | 300537123 | WKLC/PCE/J01728/MB4 | 48647 | OPEN | SSU MENARA PUBLIC BANK JALAN RAJA CHULAN | KUALA LUMPUR PUSAT | TAMCO | INST | YTBC | Pass | null
416681197 | Existing | 14493 | VACUUM | 11 kV | 630 | TNB | DISTRIBUTION |  |  | UNIVAC 12 | BUS SECTION | 10000547 | WKLC/PCE/J00089/MB14493 | 14493 | CLOSED | BSN NO.2 | KUALA LUMPUR PUSAT | UNIVAC | INST |  | Pass | null
415746208 | Existing | 5890 | VACUUM | 11 kV | 630 | TNB | DISTRIBUTION |  |  | VMH 12 | TRANSFORMER 2 | 300244608 | WKLC/PCE/J00997/MB5890 | 5890 | CLOSED | WISMA PUTRA(INST DIPLOMASI&HUBUNGAN LUAR | KUALA LUMPUR PUSAT | LKH | INST |  | Pass | null
419532976 | Existing | 20935 | VACUUM | 11 kV | 630 | TNB | DISTRIBUTION |  |  | 3AH5 103-2 | 11KV CONSUMER | 300244993 | WKLC/PCE/J00067/MB20935 | 20935 | CLOSED | KOMPLEK RICHMORE JLN PASAR BAHARU | KUALA LUMPUR PUSAT | ITEM | INST |  | Pass | null
418227700 | Existing | 51090 | VACUUM | 11 kV | 800 | TNB | DISTRIBUTION |  |  | HV-12 | SSU MENARA TR 1 JLN AMPANG | 311279541 | WKLC/PCE/J01808/MB51090 | 51090 | CLOSED | SSU MENARA TR 2 JLN AMPANG | KUALA LUMPUR PUSAT | TOSHIBA | INST | YTBC | Pass | null
412288958 | Existing | 33758 | VACUUM | 11 kV | 800 | TNB | DISTRIBUTION |  |  | SBV-4 TYPE A1 | P/E TUNG SHIN HOSPITAL | 300245169 | WKLC/PCE/J01123/MB33758 | 33758 | CLOSED | TUNG SHIN HOSPITAL NO.2 | KUALA LUMPUR PUSAT | ALTENA | INST |  | Pass | null
417870885 | Existing | 19045 | VACUUM | 11 kV | 630 | TNB | DISTRIBUTION |  |  | VK 10J20H | TRANSFORMER 1 ( DIRECT CONSUME | 300244646 | WKLC/PCE/J01044/MB19045 | 19045 | CLOSED | MEDIUM COST APARTMENT JLN ANG SENG 2 | KUALA LUMPUR PUSAT | TAMCO | INST |  | Pass | null
416613272 | Existing | 46343 | VACUUM |  | 630 | TNB | DISTRIBUTION |  |  | 8BK-88E B2B | PPU UNION SQUARE CB 19 | 300537508 | WKLC/PCE/J01665/MB2 | 46343 | OPEN | SSU BERJAYA PARK JLN AMPANG | KUALA LUMPUR PUSAT | ITEM | INST | YTBC | Fail | Please check "Operating Voltage"
418649420 | Existing | 12551 | VACUUM | 11 kV | 630 | TNB | DISTRIBUTION |  |  | VK 10J20H | TX | 300062092 | WKLC/PCE/J00164/MB12551 | 12551 | CLOSED | WISMA DENMARK | KUALA LUMPUR PUSAT | TAMCO | INST |  | Pass | null
416458244 | Existing | 29473 | VACUUM | 11 kV | 630 | TNB | DISTRIBUTION |  |  | UNIVAC 12/20 | TRANSFORMER | 300245121 | WKLC/PCE/J01041/MB29473 | 29473 | CLOSED | STESEN MONORAIL JALAN HANG TUAH | KUALA LUMPUR PUSAT | UNIVAC | INST |  | Pass | null
377694772 | Existing | 1L5 | VACUUM | 33 kV | 1 | TNB | DISTRIBUTION |  | EPE | VJ-32 | PPU MBF | 300043917 | WKLC/PMU/G00005/MB1L5 | 1L5 | CLOSED | PMU KLCC 132/33/11KV | KUALA LUMPUR PUSAT | EPE | INST |  | Pass | null
419854715 | Existing | 1627 | VACUUM | 11 kV | 630 | TNB | DISTRIBUTION |  |  | 3AH5104-2 | AMPANG JAYA NO 6 | 300065096 | WKLC/PCE/J00708/MB1627 | 1627 | CLOSED | AMPANG JAYA NO 1 | KUALA LUMPUR PUSAT | ITEM | INST |  | Pass | null
418270408 | Existing | 50322 | VACUUM | 11 kV | 630 | TNB | DISTRIBUTION |  |  | 3AH5 104-2 | PE HOTEL GEO JLN HANG KASTURI | 311279615 | WKLC/PCE/J01789/MB50322 | 50322 | CLOSED | SSU JALAN RODGER | KUALA LUMPUR PUSAT | ITEM | INST | YTBC | Pass | null
418271073 | Existing | 1609 | VACUUM | 11 kV | 630 | TNB | DISTRIBUTION |  |  | N/A | TRANSFORMER 1 | 300245287 | WKLC/PCE/J01060/MB1609 | 1609 | CLOSED | HOTEL MALAYA JLN HANG LEKIR | KUALA LUMPUR PUSAT | AEI | INST |  | Pass | null
418308770 | Existing | 10526 | VACUUM | 11 kV | 630 | TNB | DISTRIBUTION |  |  | VFT12 | TX | 300064686 | WKLC/PCE/J00636/MB10526 | 10526 | CLOSED | GOODSTOCK LAND | KUALA LUMPUR PUSAT | EPE | INST |  | Pass | null
418025205 | Existing | 30782 | VACUUM | 11 kV | 630 | TNB | DISTRIBUTION |  |  | 3AH5-103-2 | JALAN ANGSOKA | 300061215 | WKLC/PCE/J00005/MB30782 | 30782 | CLOSED | NO.38 BEDARA TMN BEDARA BKT BINTANG | KUALA LUMPUR PUSAT | ITEM | INST |  | Pass | null
412177942 | Existing | 40569 | VACUUM | 11 kV | 630 | TNB | DISTRIBUTION |  |  | VFT 12 | TX 1 | 300284411 | WKLC/PCE/J01499/MB40569 | 40569 | CLOSED | HOTEL SENTRAL JLN THAMBIPILLAI B/FIELDS | KUALA LUMPUR PUSAT | EPE | INST |  | Pass | null
417634748 | Existing | 17709 | VACUUM | 11 kV | 800 | TNB | DISTRIBUTION |  |  | HV12 | TRANSFORMER 1 | 300245161 | WKLC/PCE/J01210/MB17709 | 17709 | CLOSED | WISMA CHEONG WING CHANG | KUALA LUMPUR PUSAT | TOSHIBA | INST |  | Pass | null
377374356 | Existing | VCB30 | VACUUM | 11 kV | 2 | TNB | DISTRIBUTION |  | ITEM | 8BK88 KS01 | BUS SECTION | 300286487 | WKLC/PPU/G00036/NB30 | 30 | CLOSED | PPU MID VALLEY | KUALA LUMPUR PUSAT | ITEM | INST |  | Pass | null
416867466 | Existing | 33664 | VACUUM | 11 kV | 630 | TNB | DISTRIBUTION |  |  | GR1 | NO. 2 P'PURI BT. 2 1/2 CHERAS | 300245198 | WKLC/PCE/J01158/MB33664 |  | CLOSED | NO.3 P/PURI BT 2 1/2 CHERAS | KUALA LUMPUR PUSAT | TAMCO | INST |  | Pass | null
417278125 | Existing | 29530 | VACUUM | 11 kV | 630 | TNB | DISTRIBUTION |  |  | UNIVAC 12/20 | TX 1 | 300066573 | WKLC/PCE/J00967/MB29530 | 29530 | CLOSED | PANDAN COURT NO 2 JLN MEWAH UTARA | KUALA LUMPUR PUSAT | UNIVAC | INST |  | Pass | null
377520243 | Existing | 2HO | VACUUM | 33 kV | 1 | TNB | DISTRIBUTION |  | ABB | VD3.1 3612-25 | 2HO-30MVA TX2 | 300286269 | WKLC/PPU/G00006/MB2HO | 2HO | CLOSED | PPU GREAT EASTERN | KUALA LUMPUR PUSAT |  | INST |  | Pass | null
377521132 | Existing | 1SO | VACUUM | 33 kV | 2 | TNB | DISTRIBUTION |  | ABB | VD4X 3620-25 | 1SO - BUS SECTION | 300285564 | WKLC/PPU/G00003/MB1SO | 1SO | CLOSED | PPU BUKIT BINTANG | KUALA LUMPUR PUSAT | ABB | INST |  | Pass | null
377363289 | Existing | VCB1 | VACUUM | 11 kV | 630 | TNB | DISTRIBUTION |  | TAMCO | VK-10J20DT | BANGUNAN HONG LEONG | 300044285 | WKLC/PPU/G00009/NB1 | 1 | CLOSED | PPU JALAN RODGER | KUALA LUMPUR PUSAT | TAMCO | INST |  | Pass | null
378317263 | Existing | 50808 | VACUUM | 11 kV | 630 | TNB | DISTRIBUTION |  |  | VK10J20H | BUS-TIE | 311302142 | WKLC/PCE/J01805/MB50808 | 50808 | CLOSED | PE KPJ AMPANG PUTERI | KUALA LUMPUR PUSAT | TAMCO | INST | YTBC | Pass | null
418932754 | Existing | 19348 | VACUUM | 11 kV | 630 | TNB | DISTRIBUTION |  |  | VMH12 | PANGSAPURI AMPANG DAMAI | 300062142 | WKLC/PCE/J00178/MB19348 | 19348 | CLOSED | PANGSAPURI VISTA DAMAI N0.1 | KUALA LUMPUR PUSAT | LKH | INST |  | Pass | null
377592056 | Existing | VCB34 | VACUUM | 11 kV | 2 | TNB | DISTRIBUTION |  | TAMCO | VK 10P 25D | BUS COUPLER | 300044797 | WKLC/PPU/G00027/NB34 | 34 | CLOSED | PPU TASIK TAMBAHAN | KUALA LUMPUR PUSAT | TAMCO | INST |  | Pass | null
377592753 | Existing | VCB5 | VACUUM | 11 kV | 630 | TNB | DISTRIBUTION |  | TAMCO | VK10J20D | P/E BRICKFIELD NO 3 | 300044828 | WKLC/PPU/G00028/NB5 | 5 | CLOSED | PPU TELEKOM BRICKFIELD | KUALA LUMPUR PUSAT | TAMCO | INST |  | Pass | null
418107190 | Existing | 14203 | VACUUM | 11 kV | 630 | TNB | DISTRIBUTION |  |  | VFT12 | TMN TAR NO 4 | 300065496 | WKLC/PCE/J00784/MB14203 | 14203 | CLOSED | MENARA MUTIARA BLK A | KUALA LUMPUR PUSAT | EPE | INST |  | Pass | null
416458205 | Existing | 46290 | VACUUM | 11 kV | 630 | TNB | DISTRIBUTION |  |  | VFT-12 | LOOPING | 300449788 | WKLC/PCE/J01619/MB46290 | 46290 | CLOSED | IPK KUALA LUMPUR JLN GALLOWAY | KUALA LUMPUR PUSAT | EPE | INST |  | Pass | null
417930804 | Existing | 3P5 | VACUUM | 33 kV | 1 | TNB | DISTRIBUTION |  |  | GV30M25 | SSU MULIA EXCHANGE 106 5S5 | 311678528 | WKLC/PPU/G00051/MB7 | 3P5 | CLOSED | PPU TRX CITY NO.1 D-PZW-S17-9277 | KUALA LUMPUR PUSAT | TAMCO | INST | YTBC | Pass | null
418025455 | Existing | 14080 | VACUUM | 11 kV | 630 | TNB | DISTRIBUTION |  |  | VK 10J20H | TX 1 | 300062676 | WKLC/PCE/J00275/MB14080 | 14080 | CLOSED | MENARA GENESIS | KUALA LUMPUR PUSAT | TAMCO | INST |  | Pass | null
412254127 | Existing | 7895 | VACUUM | 11 kV | 630 | TNB | DISTRIBUTION |  |  | VFT 12 | TX1 | 300063660 | WKLC/PCE/J00451/MB7895 | 7895 | CLOSED | WISMA JERNIH | KUALA LUMPUR PUSAT | EPE | INST |  | Pass | null
412254856 | Existing | 43370 | VACUUM | 11 kV | 630 | TNB | DISTRIBUTION |  |  | 8BK-88E | P/E THE HORIZON JLN TUN RAZAK | 300293733 | WKLC/PCE/J01581/MB43370 | 43370 | CLOSED | DIJAYA PLAZA JLN TUN RAZAK | KUALA LUMPUR PUSAT | ITEM | INST |  | Pass | null
416823011 | Existing | 21049 | VACUUM | 11 kV | 630 | TNB | DISTRIBUTION |  |  | 12A20 | (CENVENTION CENTRE) PE SEMENTA | 300062432 | WKLC/PCE/J00228/MB21049 | 21049 | CLOSED | THE ASCOTT JALAN PINANG | KUALA LUMPUR PUSAT | EPE | INST |  | Pass | null
419197483 | Existing | 46256 | VACUUM | 11 kV | 630 | TNB | DISTRIBUTION |  |  | VFT12 | PMU JALAN IMBI CB 2 | 300450786 | WKLC/PCE/J01620/MB46256 | 46256 | CLOSED | WISMA IAV JLN PASAR | KUALA LUMPUR PUSAT | EPE | INST |  | Pass | null
415603664 | Existing | 18708 | VACUUM | 11 kV | 630 | TNB | DISTRIBUTION |  |  | VMH 12 | TRANSFORMER 2 | 300244637 | WKLC/PCE/J01220/MB18708 | 18708 | CLOSED | MENARA KENANGA POINT BLK B | KUALA LUMPUR PUSAT | LKH | INST |  | Pass | null
417076231 | Existing | 9619 | VACUUM | 11 kV | 630 | TNB | DISTRIBUTION |  |  | VFT12 | PENGGUNA | 10000975 | WKLC/PCE/J00534/MB9619 | 9619 | CLOSED | YOW CHUAN PLAZA NO.2 | KUALA LUMPUR PUSAT | EPE | INST |  | Pass | null
418309172 | Existing | 31608 | VACUUM | 11 kV | 630 | TNB | DISTRIBUTION |  |  | VK10J25H | TX | 311297283 | WKLC/PCE/J01167/MB31608 | 31608 | CLOSED | JLN TMN U-THANT NO.4 | KUALA LUMPUR PUSAT | TAMCO | INST | YTBC | Pass | null
416442157 | Existing | 48476 | VACUUM | 11 kV | 630 | TNB | DISTRIBUTION |  |  | VK10J20H | LOOPING | 300537215 | WKLC/PCE/J01731/MB4 | 48476 | CLOSED | SSU SUITE PLATINUM | KUALA LUMPUR PUSAT | TAMCO | INST | YTBC | Pass | null
398663688 | Existing | 15221 | VACUUM | 11 kV | 630 | TNB | DISTRIBUTION |  |  | VMH12 | KOMLPEKS RISDA | 300065616 | WKLC/PCE/J00807/MB15221 | 15221 | CLOSED | HOTEL FLAMINGO | KUALA LUMPUR TIMUR | LKH | INST |  | Fail | Please check "Operational Area"
411700341 | Existing | 17270 | VACUUM | 11 kV | 630 | TNB | DISTRIBUTION |  |  | VK10J20H | DEPARTMENT STORE LEVEL 5 | 300061743 | WKLC/PCE/J00102/MB17270 | 17270 | CLOSED | SSU KLCC B | KUALA LUMPUR PUSAT | TAMCO | INST |  | Pass | null
417699201 | Existing |  | VACUUM | 11 kV | 0 | TNB | DISTRIBUTION | [6 empty] | 8889 | CLOSED | PANDAN JAYA NO.1 | KUALA LUMPUR PUSAT |  |  |  | Pass | null
377522423 | Existing | VCB2 | VACUUM | 11 kV | 630 | TNB | DISTRIBUTION |  | TAMCO | VK-10J20D | ISTANA PAHANG | 300044085 | WKLC/PPU/G00002/NB2 | 2 | CLOSED | PPU BSKL | KUALA LUMPUR PUSAT |  | INST |  | Pass | null
409120390 | Existing |  | VACUUM | 33 kV | 0 | TNB | DISTRIBUTION | [6 empty] | 1BS | CLOSED | PPU SUNCITY D-PZW-S14-9157 | KUALA LUMPUR PUSAT |  |  |  | Pass | null
377301860 | Existing | 6S5 | VACUUM | 33 kV | 1 | TNB | DISTRIBUTION |  | TAMCO | GV 30M 25D | PNIX 3P5 | 310199226 | WKLC/SSU/G00023/MB6S5 | 6S5 | OPEN | SSU D TIARA | KUALA LUMPUR PUSAT | TAMCO | INST | YTBC | Pass | null
416560967 | Existing | 20446 | VACUUM | 11 kV | 630 | TNB | DISTRIBUTION |  |  | VMH12 | PPU MBF | 300062350 | WKLC/PCE/J00214/MB20446 | 20446 | CLOSED | PHILEO AVENUE NO.2 | KUALA LUMPUR PUSAT | LKH | INST |  | Pass | null
418377499 | Existing | 5077 | VACUUM | 11 kV | 630 | TNB | DISTRIBUTION |  |  | HV-12 | CONSUMER BB PLAZA | 300063683 | WKLC/PCE/J00455/MB5077 | 5077 | OPEN | SG WANG PLAZA | KUALA LUMPUR PUSAT | TOPRANK | INST |  | Pass | null
419743085 | Existing | 10866 | VACUUM | 11 kV | 630 | TNB | DISTRIBUTION |  |  | VK10J25H | TX | 300065164 | WKLC/PCE/J00721/MB10866 | 10866 | CLOSED | TAMAN TAR NO.8 | KUALA LUMPUR PUSAT | TAMCO | INST |  | Pass | null
403305875 | Existing | 30690 | VACUUM | 11 kV | 630 | TNB | DISTRIBUTION |  |  | VFT-12-106 | TX | 300244948 | WKLC/PCE/J00931/MB30690 | 30690 | CLOSED | NO.1 KONDO OAKLEAF PARK PERS | KUALA LUMPUR TIMUR | EPE | INST |  | Fail | Please check "Operational Area"
417961487 | Existing | 35651 | VACUUM | 11 kV | 630 | TNB | DISTRIBUTION |  |  | VK10J25H | TX 1 | 300245760 | WKLC/PCE/J01328/MB35651 | 35651 | CLOSED | LOT INDUSTRI RINGAN LEMBAH JAYA SELATAN | KUALA LUMPUR PUSAT | TAMCO | INST |  | Pass | null
377396695 | Existing | VCB3 | VACUUM | 11 kV | 630 | TNB | DISTRIBUTION |  | ABB | VD4E 1206 P 20 | P/E NAGARIA | 300044437 | WKLC/PPU/G00014/NB3 | 3 | CLOSED | PPU LOW YATT | KUALA LUMPUR PUSAT | ABB | INST |  | Pass | null
377398025 | Existing | VCB32 | VACUUM | 11 kV | 2 | TNB | DISTRIBUTION |  | TAMCO | VK 10P 25D | 30 MVA TX 2 | 300044490 | WKLC/PPU/G00016/NB32 | 32 | CLOSED | PPU MBF PLAZA | KUALA LUMPUR PUSAT | TAMCO | INST |  | Pass | null
418643750 | Existing | 4400 | VACUUM | 11 kV | 630 | TNB | DISTRIBUTION |  |  | HICLAD 12A20 | CONSUMER | 300062860 | WKLC/PCE/J00313/MB4400 | 4400 | CLOSED | PE SHAW COMPLEX | KUALA LUMPUR PUSAT | EPE | INST |  | Pass | null
400837443 | Existing | 15968 | VACUUM | 11 kV | 630 | TNB | DISTRIBUTION |  |  | VK10J20H | PMU AMPANG | 300064734 | WKLC/PCE/J00645/MB15968 | 15968 | CLOSED | PE PUST PRUBTAN GLENEAGLES INTAN | KUALA LUMPUR TIMUR | TAMCO | INST |  | Fail | Please check "Operational Area"
412228974 | Existing | 15107 | VACUUM | 11 kV | 630 | TNB | DISTRIBUTION |  |  | N/A | TRANSFORMER | 300245079 | WKLC/PCE/J01313/MB15107 | 15107 | CLOSED | P/PURI SEPUTEH PERMAI | KUALA LUMPUR PUSAT | GEC | INST |  | Pass | null
419287779 | Existing | 15444 | VACUUM | 11 kV | 0 | TNB | DISTRIBUTION |  |  | VFT12 | PPU PANDAN INDAH | 300066356 | WKLC/PCE/J00923/MB15444 | 15444 | CLOSED | VERSATILE PAPER BOX | KUALA LUMPUR PUSAT | EPE | INST |  | Pass | null
419198806 | Existing | 16010 | VACUUM | 11 kV | 630 | TNB | DISTRIBUTION |  |  | VK10J20H | CONSUMER | 300245033 | WKLC/PCE/J00698/MB16010 | 16010 | CLOSED | WISMA SETRON JALAN TUN RAZAK | KUALA LUMPUR PUSAT | TAMCO | INST |  | Pass | null
377962780 | Existing | 2S5 | VACUUM | 33 kV | 1 | TNB | DISTRIBUTION |  | ITEM | 8DB 10 | CONSUMER 2 | 300451573 | WKLC/SSU/G00014/MB2S5 | 2S5 | CLOSED | SSU BINJAI | KUALA LUMPUR PUSAT | ITEM | INST |  | Pass | null
412744387 | Existing | 51535 | VACUUM | 11 kV | 630 | TNB | DISTRIBUTION |  |  | VK10J20H | PENGGUNA 11KV | 311406562 | WKLC/PCE/J01801/MB51535 | 51535 | CLOSED | SSU DESA BUSINESS SUITES | KUALA LUMPUR SELATAN | TAMCO | INST | YTBC | Fail | Please check "Operational Area"
417505644 | Existing | 50630 | VACUUM | 11 kV | 630 | TNB | DISTRIBUTION |  |  | VK10J20H | BUS TIE | 311297191 | WKLC/PCE/J01790/MB50630 | 50630 | CLOSED | SSU PANDAN MAS JLN D'LAPAN | KUALA LUMPUR PUSAT | TAMCO | INST | YTBC | Pass | null
416922021 | Existing | N/A | VACUUM | 11 kV | 630 | TNB | DISTRIBUTION |  |  | VMH12 | N/A | 300244590 | WKLC/PCE/J01057/MB17856 | 17856 | CLOSED | SCOTT VILLA CONDO NO.1 | KUALA LUMPUR PUSAT | LKH | INST |  | Pass | null
417651627 | Existing | 12672 | VACUUM | 11 kV | 630 | TNB | DISTRIBUTION |  |  | HV-12 | ABANDONED | 300064192 | WKLC/PCE/J00551/MB12672 | 12672 | OPEN | THE FORUM | KUALA LUMPUR PUSAT | TOSHIBA | INST |  | Pass | null
409120984 | Existing |  | VACUUM | 11 kV | 0 | TNB | DISTRIBUTION | [6 empty] | 13 | OPEN | PPU WARISAN TRADISI | KUALA LUMPUR PUSAT |  |  |  | Pass | null
417037723 | Existing | 2516 | VACUUM | 11 kV | 400 | TNB | DISTRIBUTION |  |  | BVP.17 | SIN SZE YA T'PLE J HG KASTURI | 300245308 | WKLC/PCE/J01272/MB2516 | 2516 | CLOSED | JLN YAP AH LOY | KUALA LUMPUR PUSAT | AEI | INST |  | Pass | null
416347144 | Existing | 48636 | VACUUM | 11 kV | 630 | TNB | DISTRIBUTION |  |  | 3AH5 104-2 | PENGGUNA 11KV | 311279528 | WKLC/PCE/J01666/MB48636 | 48639 | CLOSED | PE LE NOUVEL KLCC JLN AMPANG | KUALA LUMPUR PUSAT | ITEM | INST | YTBC | Pass | null
377362508 | Existing | VCB1 | VACUUM | 11 kV | 630 | TNB | DISTRIBUTION |  | TAMCO | VK 10J 20D | BSN NO.1 (MIDFL) | 300044342 | WKLC/PPU/G00011/NB1 | 1 | CLOSED | PPU KEWALRAM | KUALA LUMPUR PUSAT | TAMCO | INST |  | Pass | null
377361907 | Existing | 2P5 | VACUUM | 33 kV | 1 | TNB | DISTRIBUTION |  | ITEM | 8DB 10 | PPU UBN | 300044365 | WKLC/PPU/G00012/MB2P5 | 2P5 | CLOSED | PPU KL TOWN | KUALA LUMPUR PUSAT | ITEM | INST |  | Pass | null
377362572 | Existing | VCB13 | VACUUM | 11 kV | 630 | TNB | DISTRIBUTION |  | TAMCO | VK 10J 20D | CAPACITOR BANK | 300044346 | WKLC/PPU/G00011/NB13 | 13 | OPEN | PPU KEWALRAM | KUALA LUMPUR PUSAT | TAMCO | INST |  | Pass | null
376923186 | Existing | 3S5 | VACUUM | 33 kV | 1 | TNB | DISTRIBUTION |  | TAMCO | VY-30M25D | 3S5 - TMN AHMAD RAZALI H80 | 300044920 | WKLC/SSU/G00003/MB3S5 | 3S5 | CLOSED | SSU LRT AMPANG | KUALA LUMPUR PUSAT | TAMCO | INST |  | Pass | null
377399412 | Existing | VCB5 | VACUUM | 11 kV | 630 | TNB | DISTRIBUTION |  | TAMCO | VK 10J 20D | HOTEL NIKKO NO 3 | 300044549 | WKLC/PPU/G00018/NB5 | 5 | CLOSED | PPU NARAJAYA | KUALA LUMPUR PUSAT | TAMCO | INST |  | Pass | null
417634882 | Existing | 1985 | VACUUM | 11 kV | 400 | TNB | DISTRIBUTION |  |  | BVP.17 | JALAN BIRCH | 10001079 | WKLC/PCE/J01323/MB1985 | 1985 | CLOSED | MIRAMA HOTEL | KUALA LUMPUR PUSAT | AEI | INST |  | Pass | null
407544093 | Existing | 1B5 | VACUUM | 33 kV | 1 | TNB | DISTRIBUTION |  |  |  | BUS TIE 1 | 311025556 | WKLT/SSU/G00012/MB1 | 1S5 | CLOSED | SSU RISDA | KUALA LUMPUR BARAT | EPE | INST | YTBC | Fail | Please check "Operational Area"
416922551 | Existing | 46416 | VACUUM | 11 kV | 630 | TNB | DISTRIBUTION |  |  | 12A20 | TX2 | 300537319 | WKLC/PCE/J01710/MB3 | 46416 | CLOSED | SENTRAL VISTA J.T. SAMBATHAN 4 | KUALA LUMPUR PUSAT | EPE | INST | YTBC | Pass | null
377636175 | Existing | 3P5 | VACUUM | 33 kV | 1 | TNB | DISTRIBUTION |  | TAMCO | VY 30M 25D | 3P5 - PMU BRICKFIELD 2L5 | 300044811 | WKLC/PPU/G00028/MB3P5 | 3P5 | CLOSED | PPU TELEKOM BRICKFIELD | KUALA LUMPUR PUSAT | TAMCO | INST |  | Pass | null
417870884 | Existing | 19047 | VACUUM | 11 kV | 630 | TNB | DISTRIBUTION |  |  | VK 10J20H | JLN ANG SENG NO.2 | 300244648 | WKLC/PCE/J01044/MB19047 | 19047 | OPEN | MEDIUM COST APARTMENT JLN ANG SENG 2 | KUALA LUMPUR PUSAT | TAMCO | INST |  | Pass | null
417479858 | Existing | 18480 | VACUUM | 11 kV | 630 | TNB | DISTRIBUTION |  |  | HV-12 | PPU STAR HILL CB7 | 300245901 | WKLC/PCE/J01365/MB18480 | 18480 | CLOSED | RITZ CARLTON HOTEL NO1 | KUALA LUMPUR PUSAT | TOSHIBA | INST |  | Pass | null
417480683 | Existing |  | VACUUM | 11 kV | 0 | TNB | DISTRIBUTION |  |  |  |  | 311554852 | WKLC/PCE/J01889/MB52479 | 52479 | OPEN | SSU MENARA PRUDENTIAL 2 | KUALA LUMPUR PUSAT | TOSHIBA | INST | YTBC | Pass | null
377673190 | Existing | 4L5 | VACUUM | 33 kV | 1 | TNB | DISTRIBUTION |  | TAMCO | N/A | SSU PCMC | 300043985 | WKLC/PMU/G00007/MB4L5 | 4 | CLOSED | PMU PANDAN MAJU 132/33/11KV | KUALA LUMPUR PUSAT | TAMCO | INST |  | Pass | null
377303600 | Existing | 3P5 | VACUUM | 33 kV | 1 | TNB | DISTRIBUTION |  | TAMCO | VY 30M 25D | 3P5 - PPU VISION CITY 2P5 | 300044861 | WKLC/PPU/G00030/MB3P5 | 3P5 | OPEN | PPU UNION SQUARE | KUALA LUMPUR PUSAT | TAMCO | INST |  | Pass | null
417793356 | Existing | 18677 | VACUUM | 11 kV | 630 | TNB | DISTRIBUTION |  |  | VK10J20H | TX 1 | 300062120 | WKLC/PCE/J00174/MB18677 | 18677 | CLOSED | HOTEL MALURI VALUE INN | KUALA LUMPUR PUSAT | TAMCO | INST |  | Pass | null
416019906 | Existing | 37369 | VACUUM | 11 kV | 630 | TNB | DISTRIBUTION |  |  | VK10J20H | P/E THE ASCOTT | 300284069 | WKLC/PCE/J01486/MB37369 | 37369 | CLOSED | BEVERLY TOWER JLN PINANG | KUALA LUMPUR PUSAT | TAMCO | INST |  | Pass | null
419553863 | Existing | 40846 | VACUUM | 11 kV | 800 | TNB | DISTRIBUTION |  |  | HV-12 | PENGGUNA 11KV | 300268621 | WKLC/PCE/J01442/MB40846 | 40846 | CLOSED | LOT 163 JLN PERAK | KUALA LUMPUR PUSAT | TOPRANK | INST |  | Pass | null
411336558 | Existing | 21101 | VACUUM | 11 kV | 630 | TNB | DISTRIBUTION |  |  | 3AH5 103-2 | PMU BKT MAHKAMAH | 300246030 | WKLC/PCE/J00305/MB21101 | 21101 | CLOSED | MENARA AIA JLN BKT NENAS | KUALA LUMPUR PUSAT | ITEM | INST |  | Pass | null
63372633 | Existing | VCB2 | VACUUM | 11 kV | 630 | TNB | DISTRIBUTION |  | TAMCO | VK-10J25D | FUI CHAI | 300043882 | WKLC/PMU/G00002/NB2 | 2 | CLOSED | PMU BUKIT MAHKAMAH 132/33/11KV | KUALA LUMPUR PUSAT | TAMCO | INST |  | Pass | null
415746641 | Existing | 28025 | VACUUM | 11 kV | 630 | TNB | DISTRIBUTION |  |  | 8BK-88E A1 | DEWAN BAHASA & PUSTAKA | 300245066 | WKLC/PCE/J01270/MB28025 | 28025 | CLOSED | MENARA DEWAN BAHASA & PUSTAKA | KUALA LUMPUR PUSAT | ITEM | INST |  | Pass | null
416440961 | Existing | 17640 | VACUUM | 11 kV | 630 | TNB | DISTRIBUTION |  |  | SBV-4 | PPU UNION SQUARE | 300061681 | WKLC/PCE/J00091/MB17640 | 17640 | CLOSED | CROWN REGENCY JALAN P RAMLEE | KUALA LUMPUR PUSAT | GEC | INST |  | Pass | null
377374387 | Existing | VCB8 | VACUUM | 11 kV | 630 | TNB | DISTRIBUTION |  | ITEM | 8BK88 K08 | SSU THE GARDEN NO 1 | 300286494 | WKLC/PPU/G00036/NB8 | 8 | CLOSED | PPU MID VALLEY | KUALA LUMPUR PUSAT | ITEM | INST |  | Pass | null
377521067 | Existing | VCB30 | VACUUM | 11 kV | 2 | TNB | DISTRIBUTION |  | ABB | VD4E1206P20 | BUS SECTION | 300044116 | WKLC/PPU/G00003/NB30 | 30 | CLOSED | PPU BUKIT BINTANG | KUALA LUMPUR PUSAT | ABB | INST |  | Pass | null
417278124 | Existing | 29529 | VACUUM | 11 kV | 630 | TNB | DISTRIBUTION |  |  | UNIVAC 12/20 | SSU HOSPITAL AMPANG | 300066572 | WKLC/PCE/J00967/MB29529 | 29529 | CLOSED | PANDAN COURT NO 2 JLN MEWAH UTARA | KUALA LUMPUR PUSAT | UNIVAC | INST |  | Pass | null
418824033 | Existing | 17509 | VACUUM | 11 kV | 800 | TNB | DISTRIBUTION |  |  | HV 12 | TX | 300062043 | WKLC/PCE/J00154/MB17509 | 17509 | CLOSED | TASIK AMPANG COMMERCIAL COMPLEX | KUALA LUMPUR PUSAT | TOSHIBA | INST |  | Pass | null
416613239 | Existing | 46349 | VACUUM | 11 kV | 630 | TNB | DISTRIBUTION |  |  | 8BK-88E B2B | SPARE | 300537528 | WKLC/PCE/J01665/MB8 | 46349 | CLOSED | SSU BERJAYA PARK JLN AMPANG | KUALA LUMPUR PUSAT | ITEM | INST | YTBC | Pass | null
412271408 | Existing | 6681 | VACUUM | 11 kV | 630 | TNB | DISTRIBUTION |  |  | N/A | TX 1 | 300063719 | WKLC/PCE/J00462/MB6681 | 6681 | CLOSED | WISMA BOND | KUALA LUMPUR PUSAT | AICHI | INST |  | Pass | null
413117415 | Existing |  | VACUUM | 11 kV | 0 | TNB | DISTRIBUTION |  |  |  |  | 311490264 | WKLC/PCE/J01885/MB6 | 52645 | CLOSED | SSU RESIDENCI LOT 118 | KUALA LUMPUR PUSAT | TAMCO | INST | YTBC | Pass | null
411998431 | Existing |  | VACUUM | 11 kV | 0 | TNB | DISTRIBUTION | [6 empty] | 52359 | CLOSED |  | KUALA LUMPUR PUSAT |  |  |  | Pass | null
377979787 | Existing |  | VACUUM | 33 kV | 0 | TNB | DISTRIBUTION | [6 empty] | 6S5 | CLOSED | SSU DCC(KLCC) | KUALA LUMPUR PUSAT |  |  |  | Pass | null
417930931 | Existing | VCB1 | VACUUM | 11 kV | 630 | TNB | DISTRIBUTION |  |  | GV3 | VCB 1 - SSU 3A ECO CITY | 311754118 | WKLC/PPU/G00051/NB11 | 11 | OPEN | PPU TRX CITY NO.1 D-PZW-S17-9277 | KUALA LUMPUR PUSAT | TAMCO | INST | YTBC | Pass | null
377523232 | Existing | 3P5 | VACUUM | 33 kV | 1 | TNB | DISTRIBUTION |  | TAMCO | GV 30M 25D | 3P5-AMPANG GREAT | 300044048 | WKLC/PPU/G00001/MB3P5 | 3P5 | CLOSED | PPU AMPANG SPECIALIST CENTRE | KUALA LUMPUR PUSAT | TAMCO | INST |  | Pass | null
412254126 | Existing | 7893 | VACUUM | 11 kV | 630 | TNB | DISTRIBUTION |  |  | VFT 12 | CENTRAL PLAZA | 300063658 | WKLC/PCE/J00451/MB7893 | 7893 | CLOSED | WISMA JERNIH | KUALA LUMPUR PUSAT | EPE | INST |  | Pass | null
412254823 | Existing | 43367 | VACUUM | 11 kV | 630 | TNB | DISTRIBUTION |  |  | 8BK-88E | PPU BKT BINTANG CB7 | 300293730 | WKLC/PCE/J01581/MB43367 | 43367 | CLOSED | DIJAYA PLAZA JLN TUN RAZAK | KUALA LUMPUR PUSAT | ITEM | INST |  | Pass | null
419751556 | Existing | 31602 | VACUUM | 11 kV | 630 | TNB | DISTRIBUTION |  |  | HICLAD 12A20 | TX 2 | 300244862 | WKLC/PCE/J00568/MB31602 | 31602 | CLOSED | RUMAH PANGSA KOS RENDAH PANDAN UTAMA | KUALA LUMPUR PUSAT | EPE | INST |  | Pass | null
419467991 | Existing | 12225 | VACUUM | 11 kV | 630 | TNB | DISTRIBUTION |  |  | VK10J20H | TMN CAHAYA INDAH | 300061996 | WKLC/PCE/J00148/MB12225 | 12225 | CLOSED | ROSE VIESTA | KUALA LUMPUR PUSAT | TAMCO | INST |  | Pass | null
418893747 | Existing | 18387 | VACUUM | 11 kV | 630 | TNB | DISTRIBUTION |  |  | VK10J20H | MEGAN PHILEO PROMNADE BLOK B | 300061295 | WKLC/PCE/J00019/MB18387 | 18387 | CLOSED | MEGAN PHILEO PROMENADE BLK A | KUALA LUMPUR PUSAT | TAMCO | INST |  | Pass | null
416548319 | Existing | 11891 | VACUUM | 11 kV | 630 | TNB | DISTRIBUTION |  |  | V-10F-20 | TX2 | 300065332 | WKLC/PCE/J00754/MB11891 | 11891 | CLOSED | TAMAN AHMAD RAZALI NO.5 | KUALA LUMPUR PUSAT | HITACHI | INST |  | Pass | null
411700244 | Existing | 45323 | VACUUM | 11 kV | 630 | TNB | DISTRIBUTION |  |  | VK10J20H | SPARE | 311319615 | WKLC/PCE/J01609/MB45323 | 45323 | OPEN | 1 PERSIARAN KLCC | KUALA LUMPUR PUSAT | TAMCO | INST | YTBC | Pass | null
378157225 | Existing | 7L5 | VACUUM | 33 kV | 1 | TNB | DISTRIBUTION |  | TOSHIBA | VY-30M25D | 7L5 - JALAN PUDU | 300043902 | WKLC/PMU/G00003/MB7L5 | 7L5 | CLOSED | PMU GALLOWAY 132/33KV | KUALA LUMPUR PUSAT | TOSHIBA | INST |  | Pass | null
417699200 | Existing | 13285 | VACUUM | 11 kV | 630 | TNB | DISTRIBUTION |  |  | VMH12 | PANDAN JAYA NO 6 | 300062483 | WKLC/PCE/J00236/MB13285 | 13285 | CLOSED | PANDAN JAYA NO.1 | KUALA LUMPUR PUSAT | LKH | INST |  | Pass | null
416003026 | Existing | 14285 | VACUUM | 11 kV | 630 | TNB | DISTRIBUTION |  |  | VFT-12 | VILLA PUTRA PUTRI | 300062547 | WKLC/PCE/J00247/MB14285 | 14285 | CLOSED | REGAL VILLA | KUALA LUMPUR PUSAT | EPE | INST |  | Pass | null
377523119 | Existing | 4P5 | VACUUM | 33 kV | 1 | TNB | DISTRIBUTION |  | TAMCO | GV 30M 25D | 4P5-PPU TDAR | 300287040 | WKLC/PPU/G00001/MB4P5 | 4P5 | OPEN | PPU AMPANG SPECIALIST CENTRE | KUALA LUMPUR PUSAT | TAMCO | INST |  | Pass | null
377523055 | Existing | VCB6 | VACUUM | 11 kV | 630 | TNB | DISTRIBUTION |  | TAMCO | VK-10J20D | TMN AHMAD RAZALI NO.5 | 300044062 | WKLC/PPU/G00001/NB6 | 6 | CLOSED | PPU AMPANG SPECIALIST CENTRE | KUALA LUMPUR PUSAT | TAMCO | INST |  | Pass | null
377523784 | Existing | 4L5 | VACUUM | 33 kV | 1 | TNB | DISTRIBUTION |  | TAMCO | VY30M25D | PPU SG BESI | 300044018 | WKLC/PMU/G00008/MB4L5 | 4L5 | CLOSED | PMU PUDU ULU 132/33/11KV | KUALA LUMPUR PUSAT | TAMCO | INST |  | Pass | null
416840061 | Existing | 30272 | VACUUM | 11 kV | 630 | TNB | DISTRIBUTION |  |  | HICLAD12A20 | TX 1 | 10000993 | WKLC/PCE/J00042/MB30272 | 30272 | CLOSED | RUMAH PANGSA SEDERHANA 5 TKT BKT. INDAH | KUALA LUMPUR PUSAT | EPE | INST |  | Pass | null
417037857 | Existing | 613 | VACUUM | 11 kV | 400 | TNB | DISTRIBUTION |  |  | BVP3 | TX | 300062695 | WKLC/PCE/J00279/MB613 | 613 | CLOSED | LEE YAN LIAN | KUALA LUMPUR PUSAT | FERGUSON PAILIN | INST |  | Pass | null
415955491 | Existing | 16023 | VACUUM | 11 kV | 630 | TNB | DISTRIBUTION |  |  | VK10J20H | TX 2 | 300062185 | WKLC/PCE/J00186/MB16023 | 16023 | CLOSED | HOTEL PALM SQUARE | KUALA LUMPUR PUSAT | TAMCO | INST |  | Pass | null
377556064 | Existing | VCB3 | VACUUM | 11 kV | 630 | TNB | DISTRIBUTION |  | TAMCO | VK10J20D | TMN LEMBAH MAJU NO.3 | 300044572 | WKLC/PPU/G00019/NB3 | 3 | CLOSED | PPU PANDAN INDAH | KUALA LUMPUR PUSAT | TAMCO | INST |  | Pass | null
417571317 | Existing | 29830 | VACUUM | 11 kV | 630 | TNB | DISTRIBUTION |  |  | HICLAD 12A20 | NO 3 JLN BKT PERMAI UTAMA | 300066141 | WKLC/PCE/J00889/MB29830 | 29830 | OPEN | NO.2 BKT PERMAI UTAMA | KUALA LUMPUR PUSAT | EPE | INST |  | Pass | null
377673368 | Existing | 6L5 | VACUUM | 33 kV | 1 | TNB | DISTRIBUTION |  | TAMCO | VY30M25D | PPU GREAT EASTREN | 300043988 | WKLC/PMU/G00007/MB6L5 | 6 | CLOSED | PMU PANDAN MAJU 132/33/11KV | KUALA LUMPUR PUSAT | TAMCO | INST |  | Pass | null
416509850 | Existing | 7175 | VACUUM | 11 kV | 630 | TNB | DISTRIBUTION |  |  | VBH-124-40 | TMN PUTRA NO 5 | 300066046 | WKLC/PCE/J00871/MB7175 | 7175 | CLOSED | TAMAN MUDA NO.4 | KUALA LUMPUR PUSAT | AICHI | INST |  | Pass | null
377590781 | Existing | 3P5 | VACUUM | 33 kV | 1 | TNB | DISTRIBUTION |  | TAMCO | VY-30M 25D | 3P5 - SPARE | 300044698 | WKLC/PPU/G00024/MB3P5 | 3P5 | OPEN | PPU STAR HILL | KUALA LUMPUR PUSAT | TAMCO | INST |  | Pass | null
417132724 | Existing |  | VACUUM | 11 kV | 630 | TNB | DISTRIBUTION |  |  | 8BK88E |  | 300555829 | WKLC/PCE/J01314/MB3 | 3773 | CLOSED | D-KLC-C16-5931 | KUALA LUMPUR PUSAT | ITEM | INST | YTBC | Pass | null
377592175 | Existing | 1HO | VACUUM | 33 kV | 1 | TNB | DISTRIBUTION |  | TAMCO | VY-30M25DT | 15 MVA TX 1 | 300044783 | WKLC/PPU/G00027/MB1HO | 1HO | CLOSED | PPU TASIK TAMBAHAN | KUALA LUMPUR PUSAT | TAMCO | INST |  | Pass | null
418906238 | Existing | 41815 | VACUUM | 11 kV | 630 | TNB | DISTRIBUTION |  |  | VK 10J20H | PPU PHILEO CB 8 | 300289221 | WKLC/PCE/J01552/MB41815 | 41815 | CLOSED | HAMPSHIRE PLACE PERS HAMPSHIRE | KUALA LUMPUR PUSAT | TAMCO | INST |  | Pass | null
378147928 | Existing | VCB4 | VACUUM | 11 kV | 630 | TNB | DISTRIBUTION |  | EPE | VFT-12D | P/E EU PENINSULAR | 300286380 | WKLC/PMU/G00004/NB4 | 4 | CLOSED | PMU JALAN IMBI 132/33/11KV | KUALA LUMPUR PUSAT |  | INST |  | Pass | null
412744386 | Existing | 51540 | VACUUM | 11 kV | 630 | TNB | DISTRIBUTION |  |  | VK10J20H | BUS TIE | 311406567 | WKLC/PCE/J01801/MB51540 | 51539 | CLOSED | SSU DESA BUSINESS SUITES | KUALA LUMPUR SELATAN | TAMCO | INST | YTBC | Fail | Please check "Operational Area"
416724761 | Existing | 30408 | VACUUM | 11 kV | 630 | TNB | DISTRIBUTION |  |  | SBV-4-B2-200 | CONSUMER NO 2 | 300245193 | WKLC/PCE/J01025/MB30408 | 30408 | CLOSED | PE STESEN SUIS MONORAIL | KUALA LUMPUR PUSAT | ALTENA | INST |  | Pass | null
409120951 | Existing |  | VACUUM | 11 kV | 0 | TNB | DISTRIBUTION | [6 empty] | 6 | OPEN | PPU WARISAN TRADISI | KUALA LUMPUR PUSAT |  |  |  | Pass | null
415809501 | Existing | 42810 | VACUUM | 11 kV | 630 | TNB | DISTRIBUTION |  |  | VK 10J20H | TX1 | 300291231 | WKLC/PCE/J01557/MB42810 | 41810 | CLOSED | KONDO EMBASSYVIEW NO.1 JLN AMPANG | KUALA LUMPUR PUSAT | TAMCO | INST |  | Pass | null
384300219 | Existing |  | VACUUM | 33 kV | 0 | TNB | DISTRIBUTION | [6 empty] | H08 | CLOSED | SSU KLST | KUALA LUMPUR PUSAT |  |  |  | Pass | null
384300155 | Existing |  | VACUUM | 33 kV | 0 | TNB | DISTRIBUTION | [6 empty] | H03 | CLOSED | SSU KLST | KUALA LUMPUR PUSAT |  |  |  | Pass | null
416346414 | Existing | 7813 | VACUUM | 11 kV | 630 | TNB | DISTRIBUTION |  |  | VK10J20H | CONSUMER | 300063897 | WKLC/PCE/J00496/MB7813 | 7813 | CLOSED | PE BANGUNAN GETAH ASLI | KUALA LUMPUR PUSAT | TAMCO | INST |  | Pass | null
416347143 | Existing | 48638 | VACUUM | 11 kV | 630 | TNB | DISTRIBUTION |  |  | 3AH5 104-2 | LOOPING | 311279530 | WKLC/PCE/J01666/MB48638 | 48638 | OPEN | PE LE NOUVEL KLCC JLN AMPANG | KUALA LUMPUR PUSAT | ITEM | INST | YTBC | Pass | null
377692718 | Existing | 1L5 | VACUUM | 33 kV | 1 | TNB | DISTRIBUTION |  | EPE | VJ-32DBB | SSU MID VALLEY | 300043947 | WKLC/PMU/G00006/MB1L5 | 1L5 | CLOSED | PMU MID VALLEY 132/33/11KV | KUALA LUMPUR PUSAT | EPE | INST |  | Pass | null
377302389 | Existing | VCB4 | VACUUM | 11 kV | 630 | TNB | DISTRIBUTION |  |  | 10-VPR-25B | VCB 4 - SANGRILA HOTEL 1 | 300044849 | WKLC/PPU/G00029/NB4 | 4 | CLOSED | PPU UDA BUKIT NENAS | KUALA LUMPUR PUSAT | MITSUBISHI | INST |  | Pass | null
418073442 | Existing | 10104 | VACUUM | 11 kV | 630 | TNB | DISTRIBUTION |  |  | VFT-12 | TRANSFORMER 2 | 300244911 | WKLC/PCE/J01086/MB10104 | 10104 | CLOSED | MAJLIS OLIMPIK MALAYSIA | KUALA LUMPUR PUSAT | EPE | INST |  | Pass | null
417965252 | Existing | 13518 | VACUUM | 11 kV | 630 | TNB | DISTRIBUTION |  |  | VFT-12 | TX 2 | 300064657 | WKLC/PCE/J00631/MB13518 | 13518 | CLOSED | D MAYANG KONDO | KUALA LUMPUR PUSAT | EPE | INST |  | Pass | null
376923185 | Existing | 4S5 | VACUUM | 33 kV | 1 | TNB | DISTRIBUTION |  | TAMCO | VY-30M25D | 4S5 - PMU PANDAN MAJU | 300044921 | WKLC/SSU/G00003/MB4S5 | 4S5 | CLOSED | SSU LRT AMPANG | KUALA LUMPUR PUSAT | TAMCO | INST |  | Pass | null
419082207 | Existing | 11231 | VACUUM | 11 kV | 630 | TNB | DISTRIBUTION |  |  | VK 10J20H | 12 STOREY BUKIT BINTANG | 300063803 | WKLC/PCE/J00479/MB11231 | 11231 | CLOSED | REGENT HOTEL ( GRAND MILLENNIUM KL ) | KUALA LUMPUR PUSAT | TAMCO | INST |  | Pass | null
376923377 | Existing | 5S5 | VACUUM | 33 kV | 1 | TNB | DISTRIBUTION |  | ABB | VD4X 3612-31 | 5S5 - SPARE | 300285626 | WKLC/SSU/G00005/MB5S5 | 5S5 | OPEN | SSU SMART TUNNEL | KUALA LUMPUR PUSAT | ABB | INST |  | Pass | null
407544092 | Existing | 3S5 | VACUUM | 33 kV | 1 | TNB | DISTRIBUTION |  |  |  | PMU AMPANG | 311026579 | WKLT/SSU/G00012/MB5 | 5S5 | OPEN | SSU RISDA | KUALA LUMPUR BARAT | EPE | INST | YTBC | Fail | Please check "Operational Area"
419532974 | Existing | 20936 | VACUUM | 11 kV | 630 | TNB | DISTRIBUTION |  |  |  | WISMA SRI KEMAMAN | 300244994 | WKLC/PCE/J00067/MB20936 | 20936 | CLOSED | KOMPLEK RICHMORE JLN PASAR BAHARU | KUALA LUMPUR PUSAT | ITEM | INST |  | Pass | null
418761503 | Existing | 2744 | VACUUM | 11 kV | 630 | TNB | DISTRIBUTION |  |  | SBV4 | P/E WISMA THE WAN SANG | 300064064 | WKLC/PCE/J00529/MB2704 | 2744 | CLOSED | BANGUNAN MING | KUALA LUMPUR PUSAT | MAHKOTA | INST |  | Pass | null
416922550 | Existing | 46414 | VACUUM | 11 kV | 630 | TNB | DISTRIBUTION |  |  | 12A20 | MONORAIL HQ JLN TEBING | 300537297 | WKLC/PCE/J01710/MB1 | 46414 | CLOSED | SENTRAL VISTA J.T. SAMBATHAN 4 | KUALA LUMPUR PUSAT | EPE | INST | YTBC | Pass | null
377673110 | Existing | VCB10 | VACUUM | 11 kV | 630 | TNB | DISTRIBUTION |  | TAMCO | VK 10J20D | P/E BLOK A PPR HILIR AMPG | 300043993 | WKLC/PMU/G00007/NB10 | 10 | CLOSED | PMU PANDAN MAJU 132/33/11KV | KUALA LUMPUR PUSAT | TAMCO | INST |  | Pass | null
416759253 | Existing | 46479 | VACUUM | 11 kV | 630 | TNB | DISTRIBUTION |  |  | 12A20 | LOOPING | 300535445 | WKLC/PCE/J01715/MB46479 | 46479 | CLOSED | RESIDEN M AMPANG | KUALA LUMPUR PUSAT | EPE | INST | YTBC | Pass | null
377694930 | Existing | 4TO | VACUUM | 33 kV | 2 | TNB | DISTRIBUTION |  | EPE | VJ-32 | TX 4 | 300043924 | WKLC/PMU/G00005/MB4TO | 4TO | CLOSED | PMU KLCC 132/33/11KV | KUALA LUMPUR PUSAT | EPE | INST |  | Pass | null
417793355 | Existing | 18675 | VACUUM | 11 kV | 630 | TNB | DISTRIBUTION |  |  | VK10J20H | AMAYA MALURI JLN JEJAKA NO3 | 300062118 | WKLC/PCE/J00174/MB18675 | 18675 | CLOSED | HOTEL MALURI VALUE INN | KUALA LUMPUR PUSAT | TAMCO | INST |  | Pass | null
377364655 | Existing | 1P5 | VACUUM | 33 kV | 1 | TNB | DISTRIBUTION |  | TAMCO | VY-30M25T | 1P5-SSU KL PAVILON | 300044219 | WKLC/PPU/G00007/MB1P5 | 1P5 | OPEN | PPU HOTEL ISTANA | KUALA LUMPUR PUSAT | TAMCO | INST |  | Pass | null
377364591 | Existing | 2HO | VACUUM | 33 kV | 1 | TNB | DISTRIBUTION |  | TAMCO | VY-30M25D | 2HO-30MVA TX2 | 300044220 | WKLC/PPU/G00007/MB2HO | 2HO | CLOSED | PPU HOTEL ISTANA | KUALA LUMPUR PUSAT | TAMCO | INST |  | Pass | null
418107575 | Existing | 7180 | VACUUM | 11 kV | 630 | TNB | DISTRIBUTION |  |  | HV-12 | BLOK A P/PURI JALAN MEMANDA | 300065443 | WKLC/PCE/J00775/MB7180 | 7180 | OPEN | TAMAN TAR NO.6 | KUALA LUMPUR PUSAT | TOSHIBA | INST |  | Pass | null
418308768 | Existing | 10527 | VACUUM | 11 kV | 630 | TNB | DISTRIBUTION |  |  | VFT12 | YOW CHUAN PLAZA | 300064687 | WKLC/PCE/J00636/MB10527 | 10527 | CLOSED | GOODSTOCK LAND | KUALA LUMPUR PUSAT | EPE | INST |  | Pass | null
417634746 | Existing | 17710 | VACUUM | 11 kV | 800 | TNB | DISTRIBUTION |  |  | HV12 | HOTEL MANDARIN COURT | 300245162 | WKLC/PCE/J01210/MB17710 | 17710 | CLOSED | WISMA CHEONG WING CHANG | KUALA LUMPUR PUSAT | TOSHIBA | INST |  | Pass | null
377523816 | Existing | VCB9 | VACUUM | 11 kV | 630 | TNB | DISTRIBUTION |  | TAMCO | VK 10J25D | P/E HIW KEE SAWMILL | 300318589 | WKLC/PMU/G00008/NB9 | 9 | CLOSED | PMU PUDU ULU 132/33/11KV | KUALA LUMPUR PUSAT | TAMCO | INST |  | Pass | null
409119564 | Existing | 10L5 | VACUUM | 33 kV | 1 | TNB | DISTRIBUTION |  |  | GV 30M 25D | SPARE | 311162459 | WKLS/PMU/G00007/MB10L5 | 10L5 | OPEN | PMU SUN CITY | KUALA LUMPUR PUSAT | TAMCO | INST | YTBC | Pass | null
415745118 | Existing | 16221 | VACUUM | 11 kV | 630 | TNB | DISTRIBUTION |  |  | HV12 | TX1 | 300244883 | WKLC/PCE/J00277/MB16221 | 16221 | CLOSED | ANGKASA IMPIAN JLN SAHABAT | KUALA LUMPUR PUSAT | EPE | INST |  | Pass | null
377522294 | Existing | VCB4 | VACUUM | 11 kV | 630 | TNB | DISTRIBUTION |  | TAMCO | VK-10J20D | P/E AIK HWA NO 2 | 300044091 | WKLC/PPU/G00002/NB4 | 4 | CLOSED | PPU BSKL | KUALA LUMPUR PUSAT |  | INST |  | Pass | null
412271407 | Existing | 6682 | VACUUM | 11 kV | 630 | TNB | DISTRIBUTION |  |  | N/A | BOUGAINVILLA | 300063720 | WKLC/PCE/J00462/MB6682 | 6682 | CLOSED | WISMA BOND | KUALA LUMPUR PUSAT | AICHI | INST |  | Pass | null
418823897 | Existing | 15024 | VACUUM | 11 kV | 630 | TNB | DISTRIBUTION |  |  | VK10J20H | TX | 300065357 | WKLC/PCE/J00759/MB15024 | 15024 | CLOSED | P/PURI IMPIANA JLN ULU KELANG | KUALA LUMPUR PUSAT | TAMCO | INST |  | Pass | null
416595817 | Existing | 40105 | VACUUM | 11 kV | 630 | TNB | DISTRIBUTION |  |  | VK 10J20H | PPU ROYAL CENDANA | 300268742 | WKLC/PCE/J01455/MB40105 | 40105 | CLOSED | THE ROYALE CHULAN HOTEL | KUALA LUMPUR PUSAT | TAMCO | INST |  | Pass | null
417930802 | Existing | VCB1 | VACUUM | 11 kV | 630 | TNB | DISTRIBUTION |  |  | GV3 | VCB 1 - SSU 3A ECO CITY | 311754120 | WKLC/PPU/G00051/NB13 | 13 | OPEN | PPU TRX CITY NO.1 D-PZW-S17-9277 | KUALA LUMPUR PUSAT | TAMCO | INST | YTBC | Pass | null
417930834 | Existing | VCB1 | VACUUM | 33 kV | 630 | TNB | DISTRIBUTION |  |  | GV3 | VCB 1 - SSU 3A ECO CITY | 311754107 | WKLC/PPU/G00051/NB1 | 1 | OPEN | PPU TRX CITY NO.1 D-PZW-S17-9277 | KUALA LUMPUR PUSAT | TAMCO | INST | YTBC | Pass | null
377590787 | Existing | VCB16 | VACUUM | 11 kV | 1 | TNB | DISTRIBUTION |  | TAMCO | VK 10M 20D | VCB 16 - LOCAL TX | 300044707 | WKLC/PPU/G00024/NB16 | 16 | CLOSED | PPU STAR HILL | KUALA LUMPUR PUSAT | TAMCO | INST |  | Pass | null
419275169 | Existing | 36851 | VACUUM | 11 kV | 630 | TNB | DISTRIBUTION |  |  | VK10J25H | TX1 | 300254998 | WKLC/PCE/J01384/MB36851 | 36851 | CLOSED | BLOCK B AMPANG PRIMA JLN WAWASAN 2 | KUALA LUMPUR PUSAT | TAMCO | INST |  | Pass | null
377951091 | Existing | VCB1 | VACUUM | 11 kV | 630 | TNB | DISTRIBUTION |  | ITEM | 8BK88 K01 | SPARE | 310104869 | WKLC/PPU/G00040/NB8 | 8 | CLOSED | PPU BANK KERJASAMA RAKYAT | KUALA LUMPUR PUSAT |  |  |  | Pass | null
411757665 | Existing | 524 | VACUUM | 11 kV | 630 | TNB | DISTRIBUTION |  |  | VK10J20H | JLN KG PANDAN | 300062939 | WKLC/PCE/J00329/MB524 | 524 | CLOSED | KG PANDAN QUARTERS | KUALA LUMPUR PUSAT | TAMCO | INST |  | Pass | null
419751555 | Existing | 31604 | VACUUM | 11 kV | 630 | TNB | DISTRIBUTION |  |  | HICLAD 12A20 | KG PANDAN LOW COST NO 1 | 300244864 | WKLC/PCE/J00568/MB31604 | 31604 | CLOSED | RUMAH PANGSA KOS RENDAH PANDAN UTAMA | KUALA LUMPUR PUSAT | EPE | INST |  | Pass | null
416995212 | Existing | 7662 | VACUUM | 11 kV | 630 | TNB | DISTRIBUTION |  |  | VBH-124-40 | TX1 | 300061626 | WKLC/PCE/J00082/MB7662 | 7662 | CLOSED | UBN PANGSAPURI | KUALA LUMPUR PUSAT | AICHI | INST |  | Pass | null
418309170 | Existing | 31606 | VACUUM | 11 kV | 630 | TNB | DISTRIBUTION |  |  | VK10J25H | RUMAH AWANG ALAK BERTATAR | 300245145 | WKLC/PCE/J01167/MB31606 | 31606 | CLOSED | JLN TMN U-THANT NO.4 | KUALA LUMPUR PUSAT | TAMCO | INST |  | Pass | null
417999986 | Existing |  | VACUUM | 33 kV | 0 | TNB | DISTRIBUTION | [6 empty] | 4S5 | CLOSED |  | KUALA LUMPUR PUSAT |  |  |  | Pass | null
377376470 | Existing | VCB16 | VACUUM | 11 kV | 630 | TNB | DISTRIBUTION |  | EPE | VFT-12-106 | LOCAL TX 500 KVA | 300286616 | WKLC/PPU/G00034/NB16 | 16 | CLOSED | PPU ROYAL CENDANA | KUALA LUMPUR PUSAT | EPE | INST |  | Pass | null
417308109 | Existing | 17814 | VACUUM | 11 kV | 630 | TNB | DISTRIBUTION |  |  | VK10J20H | PPU STARHILL | 300061220 | WKLC/PCE/J00006/MB17814 | 17814 | CLOSED | ROCKMAN REGENCY HOTEL | KUALA LUMPUR PUSAT | TAMCO | INST |  | Pass | null
377962376 | Existing | 4S5 | VACUUM |  | 1 | TNB | DISTRIBUTION |  | TAMCO | GV 30M 25D | 4S5 - SPARE | 310201644 | WKLC/SSU/G00015/MB8 | 6S5 | OPEN | SSU ELEMENT | KUALA LUMPUR PUSAT | TAMCO | INST | YTBC | Fail | Please check "Operating Voltage"
377522958 | Existing | VCB30 | VACUUM | 11 kV | 2 | TNB | DISTRIBUTION |  | TAMCO | VK-10P25D | BUS SECTION | 300044056 | WKLC/PPU/G00001/NB30 | 30 | CLOSED | PPU AMPANG SPECIALIST CENTRE | KUALA LUMPUR PUSAT | TAMCO | INST |  | Pass | null
409120420 | Existing |  | VACUUM | 11 kV | 0 | TNB | DISTRIBUTION | [6 empty] | 30 | OPEN | PPU SUNCITY D-PZW-S14-9157 | KUALA LUMPUR PUSAT |  |  |  | Pass | null
419597196 | Existing | 11744 | VACUUM | 11 kV | 630 | TNB | DISTRIBUTION |  |  | VK10J20H | IMBI PLAZA | 300063692 | WKLC/PCE/J00457/MB11744 | 11744 | CLOSED | PARKSON GRAND | KUALA LUMPUR PUSAT | TAMCO | INST |  | Pass | null
417145541 | Existing | 40176 | VACUUM | 11 kV | 630 | TNB | DISTRIBUTION |  |  | HV-12 | OVAL WEST | 300266261 | WKLC/PCE/J01430/MB40176 | 40176 | CLOSED | OVAL EAST | KUALA LUMPUR PUSAT | TOPRANK | INST |  | Pass | null
377558254 | Existing | VCB10 | VACUUM | 11 kV | 630 | TNB | DISTRIBUTION |  | TAMCO | VK 10J 20D | P/E PLAZA TOL DATO KERAMAT | 300044623 | WKLC/PPU/G00021/NB10 | 10 | CLOSED | PPU PHILEO | KUALA LUMPUR PUSAT | TAMCO | INST |  | Pass | null
417767590 | Existing | 12683 | VACUUM | 11 kV | 630 | TNB | DISTRIBUTION |  |  | 8BK-88E A1 | TX | 300062086 | WKLC/PCE/J00163/MB12683 | 12683 | CLOSED | TAMAN KOSAS NO.8 | KUALA LUMPUR PUSAT | ITEM | INST |  | Pass | null
377395932 | Existing | VCB6 | VACUUM | 11 kV | 630 | TNB | DISTRIBUTION |  | TAMCO | VK 10J 25D | P/E CHULAN SQUARE | 300044414 | WKLC/PPU/G00013/NB6 | 6 | CLOSED | PPU KLCC | KUALA LUMPUR PUSAT |  | INST |  | Pass | null
417046193 | Proposed |  | VACUUM | 11 kV | 0 | TNB | DISTRIBUTION | [7 empty] | CLOSED |  | KUALA LUMPUR PUSAT |  |  |  | Fail | Please check "Status"
418446809 | Existing |  | VACUUM | 11 kV | 0 | TNB | DISTRIBUTION | [6 empty] | 46698 | OPEN | PE WISMA MPI | KUALA LUMPUR PUSAT |  |  |  | Pass | null
418643748 | Existing | 4402 | VACUUM | 11 kV | 630 | TNB | DISTRIBUTION |  |  | HICLAD 12A20 | JLN BRUNEI | 300062862 | WKLC/PCE/J00313/MB4402 | 4402 | CLOSED | PE SHAW COMPLEX | KUALA LUMPUR PUSAT | EPE | INST |  | Pass | null
377952350 | Existing | 2S5 | VACUUM | 33 kV | 1 | TNB | DISTRIBUTION |  | TAMCO | U/2011/0203 | CONSUMER 2 | 10001397 | WKLC/SSU/G00011/MB2S5 | 2S5 | CLOSED | SSU CREST WORLDWIDE | KUALA LUMPUR PUSAT |  |  |  | Pass | null
377952286 | Existing | 1S5 | VACUUM | 33 kV | 1 | TNB | DISTRIBUTION |  | TAMCO | U/2011/0209 | CONSUMER 1 | 10001394 | WKLC/SSU/G00011/MB1S5 | 1S5 | OPEN | SSU CREST WORLDWIDE | KUALA LUMPUR PUSAT |  |  |  | Pass | null
420005593 | Existing | 11663 | VACUUM | 11 kV | 630 | TNB | DISTRIBUTION |  |  | VFT12 | TMN MIHARJA NO 8 | 300244889 | WKLC/PCE/J01231/MB11663 | 11663 | CLOSED | TAMAN MIHARJA NO.3 | KUALA LUMPUR PUSAT | EPE | INST |  | Pass | null
417076222 | Existing | 9618 | VACUUM | 11 kV | 630 | TNB | DISTRIBUTION |  |  | VFT12 | P/U PNB | 300064096 | WKLC/PCE/J00534/MB9618 | 9618 | CLOSED | YOW CHUAN PLAZA NO.2 | KUALA LUMPUR PUSAT | EPE | INST |  | Pass | null
415693702 | Existing | 6980 | VACUUM | 11 kV | 630 | TNB | DISTRIBUTION |  |  | VFT12 | TX1 | 300066164 | WKLC/PCE/J00892/MB6980 | 6980 | CLOSED | TAMAN MALURI NO.3A | KUALA LUMPUR PUSAT | EPE | INST |  | Pass | null
415131074 | Existing | 15460 | VACUUM | 11 kV | 630 | TNB | DISTRIBUTION |  |  | VK10J20H | 11KV PENGGUNA | 300245893 | WKLC/PCE/J01363/MB15460 | 15460 | CLOSED | LRT JLN HANG TUAH | KUALA LUMPUR PUSAT | TAMCO | INST | YTBC | Pass | null
377962810 | Existing | 6S5 | VACUUM | 33 kV | 1 | TNB | DISTRIBUTION |  | ITEM | 8DB 10 | SPARE | 300451569 | WKLC/SSU/G00014/MB6S5 | 6S5 | OPEN | SSU BINJAI | KUALA LUMPUR PUSAT | ITEM | INST |  | Pass | null
416832445 | Existing | 15872 | VACUUM | 11 kV | 630 | TNB | DISTRIBUTION |  |  | VK 10J20H | P/E ROYAL SELANGOR GOLF CLUUB | 300061904 | WKLC/PCE/J00133/MB15872 | 15872 | CLOSED | RHB NO.2 | KUALA LUMPUR PUSAT | TAMCO | INST |  | Pass | null
416870776 | Existing | 17326 | VACUUM | 11 kV | 630 | TNB | DISTRIBUTION |  |  | 3AH5104-2 | TX 1 | 300065215 | WKLC/PCE/J00730/MB17326 | 17326 | CLOSED | P/PURI TIARA DUTA BLK A | KUALA LUMPUR PUSAT | ITEM | INST |  | Pass | null
384214353 | Existing |  | VACUUM | 33 kV | 0 | TNB | DISTRIBUTION | [6 empty] | 1WO | CLOSED |  | KUALA LUMPUR PUSAT |  |  |  | Pass | null
417953173 | Existing | 34889 | VACUUM | 11 kV | 630 | TNB | DISTRIBUTION |  |  | VK10J25H | LOOK OUT POINT | 300244709 | WKLC/PCE/J01118/MB34889 | 34889 | CLOSED | RUMAH PANGSA KOS RENDAH SAUJANA AMPANG | KUALA LUMPUR PUSAT | TAMCO | INST |  | Pass | null
416870142 | Existing | 30641 | VACUUM | 11 kV | 630 | TNB | DISTRIBUTION |  |  | SBV 4 A1 | P/E TIARA DUTA BLOK A | 300245094 | WKLC/PCE/J00079/MB30641 | 30641 | CLOSED | RUMAH PANGSA KOS RENDAH 6 TKT TMN NIRWA | KUALA LUMPUR PUSAT | GEC | INST |  | Pass | null
416870775 | Existing | 17325 | VACUUM | 11 kV | 630 | TNB | DISTRIBUTION |  |  | 3AH5104-2 | RMH PANGSA KOS RDH 6 TKT TMN N | 300065214 | WKLC/PCE/J00730/MB17325 | 17325 | CLOSED | P/PURI TIARA DUTA BLK A | KUALA LUMPUR PUSAT | ITEM | INST |  | Pass | null
416346413 | Existing | 7811 | VACUUM | 11 kV | 630 | TNB | DISTRIBUTION |  |  | VK10J20H | DREDGING SELANGOR | 300063895 | WKLC/PCE/J00496/MB7811 | 7811 | OPEN | PE BANGUNAN GETAH ASLI | KUALA LUMPUR PUSAT | TAMCO | INST |  | Pass | null
399845254 | Existing | 18091 | VACUUM | 11 kV | 630 | TNB | DISTRIBUTION |  |  | GR1 | PMU AMPANG | 300062070 | WKLC/PCE/J00160/MB18091 | 18091 | CLOSED | VILLA AMAN PERSIARAN RITCHIE | KUALA LUMPUR TIMUR | TAMCO | INST |  | Fail | Please check "Operational Area"
377302485 | Existing | VCB3 | VACUUM | 11 kV | 630 | TNB | DISTRIBUTION |  |  | 10-VPR-25B | VCB 3 - WELD SUPER MARKET | 300044844 | WKLC/PPU/G00029/NB3 | 3 | CLOSED | PPU UDA BUKIT NENAS | KUALA LUMPUR PUSAT | MITSUBISHI | INST |  | Pass | null
419657051 | Existing | 8814 | VACUUM | 11 kV | 630 | TNB | DISTRIBUTION |  |  | HV-12 | P/U JLN PUDU | 300062908 | WKLC/PCE/J00323/MB8814 | 8814 | CLOSED | PGB PLAZA | KUALA LUMPUR PUSAT | TOSHIBA | INST |  | Pass | null
377362666 | Existing | VCB12 | VACUUM | 11 kV | 630 | TNB | DISTRIBUTION |  | TAMCO | VK 10J 20D | JELITA COURT | 300044345 | WKLC/PPU/G00011/NB12 | 12 | CLOSED | PPU KEWALRAM | KUALA LUMPUR PUSAT | TAMCO | INST |  | Pass | null
418073441 | Existing | 10102 | VACUUM | 11 kV | 630 | TNB | DISTRIBUTION |  |  | VFT-12 | PST LTHN VOKASIONL YWCA (BARU) | 300244909 | WKLC/PCE/J01086/MB10102 | 10102 | CLOSED | MAJLIS OLIMPIK MALAYSIA | KUALA LUMPUR PUSAT | EPE | INST |  | Pass | null
377556497 | Existing | 1P5 | VACUUM | 33 kV | 1 | TNB | DISTRIBUTION |  | TAMCO | VY-30M25D | 1P5 - PMU PANDAN MAJU 3L5 | 300044587 | WKLC/PPU/G00020/MB1P5 | 1P5 | CLOSED | PPU PANDAN JAYA | KUALA LUMPUR PUSAT | TAMCO | INST |  | Pass | null
416376474 | Existing | 14031 | VACUUM | 11 kV | 630 | TNB | DISTRIBUTION |  |  | VFT12 | 16496,14033,14032,14031 | 300064604 | WKLC/PCE/J00623/MB14031 | 14031 | CLOSED | THE CORIENTHIAN | KUALA LUMPUR PUSAT | EPE | INST |  | Pass | null
411739623 | Existing |  | VACUUM | 11 kV | 0 | TNB | DISTRIBUTION | [6 empty] | 51928 | CLOSED | SSU PANDAN MAS 2A | KUALA LUMPUR PUSAT |  |  |  | Pass | null
415809764 | Existing | 31201 | VACUUM | 11 kV | 630 | TNB | DISTRIBUTION |  |  | UNIVAC 12 | LORONG ENAU | 300245140 | WKLC/PCE/J01103/MB31201 | 31201 | CLOSED | AMBASSY PARK JLN AMPANG | KUALA LUMPUR PUSAT | UNIVAC | INST |  | Pass | null
415745476 | Existing | 3179 | VACUUM | 11 kV | 600 | TNB | DISTRIBUTION |  |  | BVP.500 | BLUE BOY MANSION | 300245314 | WKLC/PCE/J01172/MB3179 | 3179 | CLOSED | BANGUNAN PETRONAS EMAS JLN PUDU | KUALA LUMPUR PUSAT | GEC | INST |  | Pass | null
412306270 | Existing | 46690 | VACUUM | 11 kV | 630 | TNB | DISTRIBUTION |  |  | 12A20 | LAMAN CEYLON 2 | 300537578 | WKLC/PCE/J01774/MB1 | 46690 | CLOSED | 6 CEYLON JLN CEYLON | KUALA LUMPUR PUSAT | EPE | INST | YTBC | Pass | null
416376475 | Existing | 14033 | VACUUM | 11 kV | 630 | TNB | DISTRIBUTION |  |  | VFT12 | TX 2 | 300064606 | WKLC/PCE/J00623/MB14033 | 14033 | CLOSED | THE CORIENTHIAN | KUALA LUMPUR PUSAT | EPE | INST |  | Pass | null
417896533 | Existing | 15985 | VACUUM | 11 kV | 630 | TNB | DISTRIBUTION |  |  | VK10J20H | TX 1 | 300061506 | WKLC/PCE/J00060/MB15985 | 15985 | CLOSED | PERINDUSTRIAN RINGAN PANDAN MEWAH NO.1 | KUALA LUMPUR PUSAT | TAMCO | INST |  | Pass | null
412045242 | Existing | 45229 | VACUUM | 11 kV | 630 | TNB | DISTRIBUTION |  |  | VHIH | BUS SECTION | 311297374 | WKLC/PCE/J00344/MB45229 | 45229 | CLOSED | UNITED SAGAWA | KUALA LUMPUR PUSAT | TAMCO | DLFL INST | YTBC | Pass | null
417480649 | Existing |  | VACUUM | 11 kV | 0 | TNB | DISTRIBUTION |  |  |  |  | 311554858 | WKLC/PCE/J01889/MB52482 | 52482 | CLOSED | SSU MENARA PRUDENTIAL 2 | KUALA LUMPUR PUSAT | TOSHIBA | INST | YTBC | Pass | null
418648688 | Existing | 11110 | VACUUM | 11 kV | 630 | TNB | DISTRIBUTION |  |  | VFT-12 | PDT SMNTRA LOT 201 J KIA PENG | 300064284 | WKLC/PCE/J00569/MB11110 | 11110 | CLOSED | MENARA PINANG | KUALA LUMPUR PUSAT | EPE | INST |  | Pass | null
415092438 | Existing | 5761 | VACUUM | 11 kV | 630 | TNB | DISTRIBUTION |  |  | 12A20 | PPU TELIKOM BICKFIELD CB6 | 10000915 | WKLC/PCE/J01269/MB5761 | 5761 | CLOSED | BRICKFIELD NO.2 | KUALA LUMPUR PUSAT | EPE | INST |  | Pass | null
417127761 | Existing | 7068 | VACUUM | 11 kV | 630 | TNB | DISTRIBUTION |  |  | VBH-124-40 | PNB MAINTAKE | 300064125 | WKLC/PCE/J00539/MB7068 | 7068 | CLOSED | PNB TENANT | KUALA LUMPUR PUSAT | AICHI | INST |  | Pass | null
377673109 | Existing | 1SO | VACUUM | 33 kV | 2 | TNB | DISTRIBUTION |  | TAMCO | VY30P25D | BUS SECTION | 300043980 | WKLC/PMU/G00007/MB1SO | 1SO | CLOSED | PMU PANDAN MAJU 132/33/11KV | KUALA LUMPUR PUSAT | TAMCO | INST |  | Pass | null
416346943 | Existing | 34829 | VACUUM | 11 kV | 630 | TNB | DISTRIBUTION |  |  | 3AH5 104-2 | PPU MBF CB14 | 300254809 | WKLC/PCE/J01376/MB34829 | 34829 | CLOSED | HOTEL IMPIANA, KLCC JLN PINANG | KUALA LUMPUR PUSAT | ITEM | INST |  | Pass | null
419854680 | Existing | 3166 | VACUUM | 11 kV | 630 | TNB | DISTRIBUTION |  |  | 3AH5104-2 | AMPANG JAYA NO 3 | 300065098 | WKLC/PCE/J00708/MB3166 | 3166 | CLOSED | AMPANG JAYA NO 1 | KUALA LUMPUR PUSAT | ITEM | INST |  | Pass | null
418270405 | Existing | 50319 | VACUUM | 11 kV | 630 | TNB | DISTRIBUTION |  |  | 3AH5 104-2 | LOOPING | 311279617 | WKLC/PCE/J01789/MB50319 | 50319 | CLOSED | SSU JALAN RODGER | KUALA LUMPUR PUSAT | ITEM | INST | YTBC | Pass | null
411751807 | Existing | 22181 | VACUUM | 11 kV | 630 | TNB | DISTRIBUTION |  |  | N/A | TX 1 | 10001058 | WKLC/PCE/J00028/MB22181 | 22181 | CLOSED | NO.2 JLN SULAIMAN 3 | KUALA LUMPUR PUSAT | GEC | INST |  | Pass | null
418159644 | Existing | 40418 | VACUUM | 11 kV | 630 | TNB | DISTRIBUTION |  |  | VFT12 | U THANT RESIDENT | 300284585 | WKLC/PCE/J01502/MB40418 | 40418 | CLOSED | JUTAWARNA JLN MADGE | KUALA LUMPUR PUSAT | EPE | INST |  | Pass | null
415745117 | Existing | 16219 | VACUUM | 11 kV | 630 | TNB | DISTRIBUTION |  |  | HV12 | PPU JALAN PUDU | 300244881 | WKLC/PCE/J00277/MB16219 | 16219 | CLOSED | ANGKASA IMPIAN JLN SAHABAT | KUALA LUMPUR PUSAT | EPE | INST |  | Pass | null
377375082 | Existing |  | VACUUM |  | 0 | TNB | DISTRIBUTION | [6 empty] | 16 | CLOSED | PPU MID VALLEY | KUALA LUMPUR PUSAT |  |  |  | Fail | Please check "Operating Voltage"
377520240 | Existing | 1P5 | VACUUM | 33 kV | 1 | TNB | DISTRIBUTION |  | ABB | VD3.1 3612-25 | 1P5-PMU PANDAN MAJU | 300044187 | WKLC/PPU/G00006/MB1P5 | 1P5 | CLOSED | PPU GREAT EASTERN | KUALA LUMPUR PUSAT |  | INST |  | Pass | null
417093702 | Existing | 7538 | VACUUM | 11 kV | 630 | TNB | DISTRIBUTION |  |  | VBH-124-40 | UBN M/I | 300063905 | WKLC/PCE/J00498/MB7538 | 7538 | CLOSED | TONG AH | KUALA LUMPUR PUSAT | AICHI | INST |  | Pass | null
377396162 | Existing | 3P5 | VACUUM | 33 kV | 1 | TNB | DISTRIBUTION |  | TAMCO | GV30M25D | PMU TITIWANGSA | 300044392 | WKLC/PPU/G00013/MB3P5 | 3P5 | OPEN | PPU KLCC | KUALA LUMPUR PUSAT |  | INST |  | Pass | null
377396130 | Existing | VCB9 | VACUUM | 11 kV | 630 | TNB | DISTRIBUTION |  | TAMCO | VK 10J 25D | CONS T METRO | 300044417 | WKLC/PPU/G00013/NB9 | 9 | CLOSED | PPU KLCC | KUALA LUMPUR PUSAT |  | INST |  | Pass | null
417930897 | Existing | 1B5 | VACUUM | 33 kV | 1 | TNB | DISTRIBUTION |  |  | GV30M25 | BUS TIE 1 | 311678524 | WKLC/PPU/G00051/MB3 | 1BS | CLOSED | PPU TRX CITY NO.1 D-PZW-S17-9277 | KUALA LUMPUR PUSAT | TAMCO | INST | YTBC | Pass | null
419275168 | Existing | 36854 | VACUUM | 11 kV | 630 | TNB | DISTRIBUTION |  |  | VK10J20H | BANDAR BARU AMPANG 4 | 300255000 | WKLC/PCE/J01384/MB36854 | 36854 | OPEN | BLOCK B AMPANG PRIMA JLN WAWASAN 2 | KUALA LUMPUR PUSAT | TAMCO | INST |  | Pass | null
412254917 | Existing | 48178 | VACUUM | 11 kV | 630 | TNB | DISTRIBUTION |  |  | VFT-12 | P/E DIJAYA PLAZA | 311297258 | WKLC/PCE/J01634/MB48178 | 48178 | CLOSED | PE THE HORIZON JLN TUN RAZAK | KUALA LUMPUR PUSAT | EPE | INST | YTBC | Pass | null
378147460 | Existing |  | VACUUM | 11 kV | 0 | TNB | DISTRIBUTION | [6 empty] | 6 | OPEN | PPU KL ECO CITY NO 2 | KUALA LUMPUR PUSAT |  |  |  | Pass | null
418026461 | Existing | 39069 | VACUUM | 11 kV | 630 | TNB | DISTRIBUTION |  |  | VK 10J20H | P/E WISMA GENESIS | 300286711 | WKLC/PCE/J01538/MB39069 | 39069 | CLOSED | SSU BLOK A ONE RESIDENCY JALAN NAGASARI | KUALA LUMPUR PUSAT | TAMCO | INST |  | Pass | null
415603533 | Existing | 18701 | VACUUM | 11 kV | 630 | TNB | DISTRIBUTION |  |  | VMH 12 | TRANSFORMER | 300244630 | WKLC/PCE/J01287/MB18701 | 18701 | CLOSED | KENANGA POINT APARTMENT | KUALA LUMPUR PUSAT | LKH | INST |  | Pass | null
415603661 | Existing | 18709 | VACUUM | 11 kV | 630 | TNB | DISTRIBUTION |  |  | VMH 12 | LOKE YEW ROAD FLAT NO 2 | 300244638 | WKLC/PCE/J01220/MB18709 | 18709 | CLOSED | MENARA KENANGA POINT BLK B | KUALA LUMPUR PUSAT | LKH | INST |  | Pass | null
417999985 | Existing |  | VACUUM | 33 kV | 0 | TNB | DISTRIBUTION | [6 empty] | 6S5 | CLOSED |  | KUALA LUMPUR PUSAT |  |  |  | Pass | null
377962343 | Existing | 5S5 | VACUUM | 33 kV | 1 | TNB | DISTRIBUTION |  | TAMCO | GV 30M 25 | 4S5 - SPARE | 310201640 | WKLC/SSU/G00015/MB5 | 3S5 | CLOSED | SSU ELEMENT | KUALA LUMPUR PUSAT |  | INST | YTBC | Pass | null
412349528 | Existing | 41973 | VACUUM | 11 kV | 630 | TNB | DISTRIBUTION |  |  | VK 10J20H | BUS SECTION | 300284869 | WKLC/PCE/J01515/MB41973 | 41973 | OPEN | SSU F&N JALAN METRO PUDU | KUALA LUMPUR PUSAT | TAMCO | INST |  | Pass | null
378157223 | Existing | 1TO | VACUUM | 33 kV | 2 | TNB | DISTRIBUTION |  | TOSHIBA | VY-30P25D | 132/33 INCOMER NO1 | 300286366 | WKLC/PMU/G00003/MB1TO | 1TO | CLOSED | PMU GALLOWAY 132/33KV | KUALA LUMPUR PUSAT | TOSHIBA | INST |  | Pass | null
377522420 | Existing | VCB13 | VACUUM | 11 kV | 630 | TNB | DISTRIBUTION |  | TAMCO | VK-10J20D | USER 11KV NO3 MENARA MAYBANK | 300044082 | WKLC/PPU/G00002/NB13 | 13 | CLOSED | PPU BSKL | KUALA LUMPUR PUSAT |  | INST |  | Pass | null
418377496 | Existing | 5079 | VACUUM | 11 kV | 630 | TNB | DISTRIBUTION |  |  | HV12 | CONSUMER SG WANG PLAZA | 300063685 | WKLC/PCE/J00455/MB5079 | 5079 | OPEN | SG WANG PLAZA | KUALA LUMPUR PUSAT | TOPRANK | INST |  | Pass | null
417145572 | Existing | 40180 | VACUUM | 11 kV | 630 | TNB | DISTRIBUTION |  |  | HV-12 | TROIKA JLN BINJAI | 311297233 | WKLC/PCE/J01431/MB40180 | 40180 | OPEN | OVAL WEST | KUALA LUMPUR PUSAT | TOPRANK | INST | YTBC | Pass | null
400707505 | Existing | 19608 | VACUUM | 11 kV | 630 | TNB | DISTRIBUTION |  |  | VMH12 | PMU AMPANG | 300064741 | WKLC/PCE/J00646/MB19608 | 19608 | CLOSED | LOT 218 JLN AMPANG | KUALA LUMPUR TIMUR | LKH | INST |  | Fail | Please check "Operational Area"
416509848 | Existing | 7193 | VACUUM | 11 kV | 630 | TNB | DISTRIBUTION |  |  | VBH-124-40 | PPU TASIK TAMBAHAN | 300066048 | WKLC/PCE/J00871/MB7193 | 7193 | CLOSED | TAMAN MUDA NO.4 | KUALA LUMPUR PUSAT | AICHI | INST |  | Pass | null
417930844 | Existing | 1H0 | VACUUM | 33 kV | 1 | TNB | DISTRIBUTION |  |  | GV30M25 | 30MVA TX1 | 311677511 | WKLC/PPU/G00051/MB1 | 1HO | CLOSED | PPU TRX CITY NO.1 D-PZW-S17-9277 | KUALA LUMPUR PUSAT | TAMCO | INST | YTBC | Pass | null
417930972 | Existing | VCB10 | VACUUM | 11 kV | 630 | TNB | DISTRIBUTION |  |  | GV3 | VCB 1 - SSU 3A ECO CITY | 311754109 | WKLC/PPU/G00051/NB10 | 10 | OPEN | PPU TRX CITY NO.1 D-PZW-S17-9277 | KUALA LUMPUR PUSAT | TAMCO | INST | YTBC | Pass | null
377589467 | Existing | VCB32 | VACUUM | 11 kV | 2 | TNB | DISTRIBUTION |  |  | 10-VPR-25B | VCB 32 - 30 MVA TX 2 | 300044656 | WKLC/PPU/G00022/NB32 | 32 | CLOSED | PPU PNB/LUTH | KUALA LUMPUR PUSAT | MITSUBISHI | INST |  | Pass | null
377592205 | Existing | 1P5 | VACUUM | 33 kV | 1 | TNB | DISTRIBUTION |  | TAMCO | VY-30M25D | 1P5 - PMU PANDAN MAJU | 300044784 | WKLC/PPU/G00027/MB1P5 | 1P5 | CLOSED | PPU TASIK TAMBAHAN | KUALA LUMPUR PUSAT | TAMCO | INST |  | Pass | null
377396692 | Existing | VCB2 | VACUUM | 11 kV | 630 | TNB | DISTRIBUTION |  | ABB | VD4E 1206 P 20 | KABEL 11KV PENGGUNA | 300044436 | WKLC/PPU/G00014/NB2 | 2 | CLOSED | PPU LOW YATT | KUALA LUMPUR PUSAT | ABB | INST |  | Pass | null
416178812 | Existing | 12561 | VACUUM | 11 kV | 630 | TNB | DISTRIBUTION |  |  | VFT - 12 | TX 1 | 300244872 | WKLC/PCE/J00825/MB12561 | 12561 | CLOSED | MUTIARA VILLA | KUALA LUMPUR PUSAT | EPE | INST |  | Pass | null
418906268 | Existing | 41812 | VACUUM | 11 kV | 630 | TNB | DISTRIBUTION |  |  | VK 10J20H | MSB PENGGUNA 11KV NO.1 | 300063597 | WKLC/PCE/J01552/MB41812 | 41812 | CLOSED | HAMPSHIRE PLACE PERS HAMPSHIRE | KUALA LUMPUR PUSAT | TAMCO | INST |  | Pass | null
417969757 | Existing | 21922 | VACUUM | 11 kV | 630 | TNB | DISTRIBUTION |  |  | VK10J20H | PPU MPAJ | 300061844 | WKLC/PCE/J00119/MB21922 | 21922 | CLOSED | BLK D KONDO JLN 1/16 PANDAN INDAH | KUALA LUMPUR PUSAT | TAMCO | INST |  | Pass | null
378148054 | Existing | 3L5 | VACUUM | 33 kV | 1 | TNB | DISTRIBUTION |  | EPE | VJ-32DBB | PPU STAR HILL | 300043909 | WKLC/PMU/G00004/MB3L5 | 3L5 | CLOSED | PMU JALAN IMBI 132/33/11KV | KUALA LUMPUR PUSAT |  | INST |  | Pass | null
418446047 | Existing | 5849 | VACUUM | 11 kV | 630 | TNB | DISTRIBUTION |  |  | VK 10J20H | APARTMENT SUASANA BKT CEYLON J | 300063848 | WKLC/PCE/J00485/MB5849 | 5849 | OPEN | WISMA BUDIMAN | KUALA LUMPUR PUSAT | TAMCO | INST |  | Pass | null
415604063 | Existing | 50438 | VACUUM | 11 kV | 630 | TNB | DISTRIBUTION |  |  | VK10J20H | BUS TIE | 311302177 | WKLC/PCE/J01788/MB50438 | 50438 | CLOSED | SSU Robertson Residence No. 2 | KUALA LUMPUR PUSAT | TAMCO | INST | YTBC | Pass | null
411730228 | Existing | 22447 | VACUUM | 11 kV | 630 | TNB | DISTRIBUTION |  |  | SBV-4 | TX2 | 300061863 | WKLC/PCE/J00121/MB22447 | 22447 | CLOSED | INDUSTRIAN RINGAN TMN CAHAYA | KUALA LUMPUR PUSAT | GEC | INST |  | Pass | null
417308527 | Existing |  | VACUUM | 11 kV | 0 | TNB | DISTRIBUTION |  |  |  |  | 311413377 | WKLC/PCE/J01884/MB4 | 52617 | CLOSED | PE MENARA YTL BKT BINTANG | KUALA LUMPUR PUSAT | TOSHIBA | INST | YTBC | Pass | null
398663582 | Existing | 5348 | VACUUM | 11 kV | 630 | TNB | DISTRIBUTION |  |  | N/A | HOTEL FLAMINGO | 10001020 | WKLC/PCE/J00580/MB5348 | 5348 | CLOSED | WISMA RISDA | KUALA LUMPUR TIMUR | VSI BRUSH | INST |  | Fail | Please check "Operational Area"
412289089 | Existing | 295 | VACUUM | 11 kV | 630 | TNB | DISTRIBUTION |  |  | VK10J20H | TRANSFORMER | 300244685 | WKLC/PCE/J01285/MB295 | 295 | CLOSED | BANGUNAN MAGNUM | KUALA LUMPUR PUSAT | TAMCO | INST |  | Pass | null
411314408 | Existing | 10098 | VACUUM | 11 kV | 630 | TNB | DISTRIBUTION |  |  | VK 10J20H | PMU BUKIT MAHKAMAH | 300061638 | WKLC/PCE/J00083/MB10098 | 10098 | OPEN | KOMPLEKS TELEKOM (JRC) | KUALA LUMPUR PUSAT | TAMCO | INST |  | Pass | null
384214448 | Existing |  | VACUUM | 33 kV | 0 | TNB | DISTRIBUTION | [6 empty] | 4P5 | CLOSED |  | KUALA LUMPUR PUSAT |  |  |  | Pass | null
384214288 | Existing |  | VACUUM | 33 kV | 0 | TNB | DISTRIBUTION | [6 empty] | 5P5 | CLOSED |  | KUALA LUMPUR PUSAT |  |  |  | Pass | null
384300249 | Existing |  | VACUUM | 33 kV | 0 | TNB | DISTRIBUTION | [6 empty] | H12 | CLOSED | SSU KLST | KUALA LUMPUR PUSAT |  |  |  | Pass | null
417868260 | Existing | 15097 | VACUUM | 11 kV | 630 | TNB | DISTRIBUTION |  |  | VMH 12 | PADAT DEWAN AHMAD RAZALI | 300064950 | WKLC/PCE/J00681/MB15097 | 15097 | CLOSED | LRT AMPANG DEPOT | KUALA LUMPUR PUSAT | LKH | INST |  | Pass | null
411691791 | Existing | 20836 | VACUUM | 11 kV | 630 | TNB | DISTRIBUTION |  |  | 3AH5 103 | PMU KLCC CB 2 | 300264886 | WKLC/PCE/J01420/MB20836 | 20836 | CLOSED | MENARA HONG LEONG (HLA) | KUALA LUMPUR PUSAT | ITEM | INST |  | Pass | null
419025732 | Existing | 11251 | VACUUM | 11 kV | 630 | TNB | DISTRIBUTION |  |  | VK10J25H | P/E HOTEL SG. WANG | 10000593 | WKLC/PCE/J00472/MB11251 | 11251 | CLOSED | PE CARDOGAN HOTEL (GMI) | KUALA LUMPUR PUSAT | TAMCO | INST |  | Pass | null
376923247 | Existing | 4S5 | VACUUM | 33 kV | 1 | TNB | DISTRIBUTION |  | ABB | VD3.1 3612-25 | 4S5 - PENGGUNA NO 2 | 300044926 | WKLC/SSU/G00004/MB4S5 | 4S5 | CLOSED | SSU MID VALLEY | KUALA LUMPUR PUSAT | ABB | INST |  | Pass | null
377397823 | Existing | VCB30 | VACUUM | 11 kV | 2 | TNB | DISTRIBUTION |  | TAMCO | VK 10P 25D | BUS SECTION | 300044488 | WKLC/PPU/G00016/NB30 | 30 | CLOSED | PPU MBF PLAZA | KUALA LUMPUR PUSAT | TAMCO | INST |  | Pass | null
377523064 | Existing | VCB11 | VACUUM | 11 kV | 630 | TNB | DISTRIBUTION |  | TAMCO | VK-10J20D | AMPANG UTAMA | 300044052 | WKLC/PPU/G00001/NB11 | 11 | CLOSED | PPU AMPANG SPECIALIST CENTRE | KUALA LUMPUR PUSAT | TAMCO | INST |  | Pass | null
407544122 | Existing | 6S5 | VACUUM | 33 kV | 1 | TNB | DISTRIBUTION |  |  |  | SPARE | 311026582 | WKLT/SSU/G00012/MB8 | 4S5 | OPEN | SSU RISDA | KUALA LUMPUR BARAT | EPE | INST | YTBC | Fail | Please check "Operational Area"
416389216 | Existing | 11160 | VACUUM | 11 kV | 630 | TNB | DISTRIBUTION |  |  | VFT12 | MIDF | 300064224 | WKLC/PCE/J00556/MB11160 | 11160 | OPEN | LEMBAGA URUSAN TABUNG HAJI | KUALA LUMPUR PUSAT | EPE | INST |  | Pass | null
377799437 | Existing | 2P5 | VACUUM | 33 kV | 1 | TNB | DISTRIBUTION |  | TAMCO | GV 30M 25B | 2P5-PUDU ULU | 300044310 | WKLC/PPU/G00010/MB2P5 | 2P5 | CLOSED | PPU JALAN SG BESI | KUALA LUMPUR PUSAT | TAMCO | INST |  | Pass | null
418227696 | Existing | 51097 | VACUUM | 11 kV | 800 | TNB | DISTRIBUTION |  |  | HV-12 | PPU AVENUE K CB12 | 311279534 | WKLC/PCE/J01808/MB51097 | 51097 | CLOSED | SSU MENARA TR 2 JLN AMPANG | KUALA LUMPUR PUSAT | TOSHIBA | INST | YTBC | Pass | null
416775708 | Existing | 7575 | VACUUM | 11 kV | 630 | TNB | DISTRIBUTION |  |  | VK 10J20H | MAK YEE | 300062211 | WKLC/PCE/J00190/MB7575 | 7575 | CLOSED | WISMA GENTING | KUALA LUMPUR PUSAT | TAMCO | INST |  | Pass | null
417896532 | Existing | 15984 | VACUUM | 11 kV | 630 | TNB | DISTRIBUTION |  |  | VK10J20H | RUMAH KEDAI PANDAN MEWAH NO 2 | 300061505 | WKLC/PCE/J00060/MB15984 | 15984 | CLOSED | PERINDUSTRIAN RINGAN PANDAN MEWAH NO.1 | KUALA LUMPUR PUSAT | TAMCO | INST |  | Pass | null
418258294 | Existing | N/A | VACUUM | 11 kV | 630 | TNB | DISTRIBUTION |  |  | VMH12 | N/A | 300244594 | WKLC/PCE/J01033/MB15226 | 15226 | CLOSED | MENARA BELFIELD | KUALA LUMPUR PUSAT | LKH | INST |  | Pass | null
418735121 | Existing | 597 | VACUUM | 11 kV | 630 | TNB | DISTRIBUTION |  |  | VK10J20H | TX | 300065531 | WKLC/PCE/J00790/MB597 | 597 | CLOSED | PE FEDERAL HOTEL | KUALA LUMPUR PUSAT | TAMCO | INST |  | Pass | null
417870849 | Existing | 42343 | VACUUM | 11 kV | 630 | TNB | DISTRIBUTION |  |  | VK 10J20H | P/E MUTIARA RESIDENSI | 311279621 | WKLC/PCE/J01044/MB42343 | 42343 | CLOSED | MEDIUM COST APARTMENT JLN ANG SENG 2 | KUALA LUMPUR PUSAT | TAMCO | INST | YTBC | Pass | null
416612475 | Existing | 16145 | VACUUM | 11 kV | 630 | TNB | DISTRIBUTION |  |  | VK 10J20H | PPU HOTEL ISTANA | 10000998 | WKLC/PCE/J00092/MB16145 | 16145 | CLOSED | MENARA KUALA LUMPUR | KUALA LUMPUR PUSAT | TAMCO | INST |  | Pass | null
399845655 | Existing | 12631 | VACUUM | 11 kV | 630 | TNB | DISTRIBUTION |  |  | VK10J20H | PPURI RIMBUN JLN AMPANG HILIR | 300062193 | WKLC/PCE/J00187/MB12631 | 12631 | CLOSED | TARA TOWER | KUALA LUMPUR TIMUR | TAMCO | INST |  | Fail | Please check "Operational Area"
377673172 | Existing | 5L5 | VACUUM | 33 kV | 1 | TNB | DISTRIBUTION |  | TAMCO | VY30M25D | PPU MPAJ | 300043987 | WKLC/PMU/G00007/MB5L5 | 5 | CLOSED | PMU PANDAN MAJU 132/33/11KV | KUALA LUMPUR PUSAT | TAMCO | INST |  | Pass | null
416458272 | Existing | 29472 | VACUUM | 11 kV | 630 | TNB | DISTRIBUTION |  |  | UNIVAC 12/20 | 11KV CONSUMER | 300245120 | WKLC/PCE/J01041/MB29472 | 29472 | CLOSED | STESEN MONORAIL JALAN HANG TUAH | KUALA LUMPUR PUSAT | UNIVAC | INST |  | Pass | null
377962344 | Existing | 1S5 | VACUUM | 33 kV | 1 | TNB | DISTRIBUTION |  | TAMCO | GV 30M 25 | 4S5 - SPARE | 310201636 | WKLC/SSU/G00015/MB1 | 1B5 | OPEN | SSU ELEMENT | KUALA LUMPUR PUSAT |  | INST | YTBC | Pass | null
412143689 | Existing | 6450 | VACUUM | 11 kV | 630 | TNB | DISTRIBUTION |  |  | SBV-4 TYPE A1 | TRANSFORMERS | 300245188 | WKLC/PCE/J01062/MB6450 | 6450 | CLOSED | WISMA SEGAR(BRICKFIELD) | KUALA LUMPUR PUSAT | ALTENA | INST |  | Pass | null
412143817 | Existing | 30655 | VACUUM | 11 kV | 630 | TNB | DISTRIBUTION |  |  | SBV4/800/200-SI | TX 1 | 300245022 | WKLC/PCE/J00126/MB30655 | 30655 | CLOSED | KONDO SRI LANGIT TMN SEPUTEH | KUALA LUMPUR PUSAT | MAHKOTA | INST |  | Pass | null
419553924 | Existing | 45101 | VACUUM | 11 kV | 630 | TNB | DISTRIBUTION |  |  | VK 10J20H | MSB PENGGUNA 11KV | 300293326 | WKLC/PCE/J01595/MB45101 | 45101 | CLOSED | SOHO JALAN PERAK | KUALA LUMPUR PUSAT | TAMCO | INST |  | Pass | null
411336555 | Existing | 21103 | VACUUM | 11 kV | 630 | TNB | DISTRIBUTION |  |  | 3AH5 103-2 | TX | 300246032 | WKLC/PCE/J00305/MB21103 | 21103 | CLOSED | MENARA AIA JLN BKT NENAS | KUALA LUMPUR PUSAT | ITEM | INST |  | Pass | null
415746638 | Existing |  | VACUUM | 11 kV | 0 | TNB | DISTRIBUTION |  |  | INS24 |  | 311302251 | WKLC/PCE/J01270/MB46158 | 46158 | CLOSED | MENARA DEWAN BAHASA & PUSTAKA | KUALA LUMPUR PUSAT | INDKOM | INST | YTBC | Pass | null
415809766 | Existing | 31202 | VACUUM | 11 kV | 630 | TNB | DISTRIBUTION |  |  | UNIVAC 12 | PENGGUNA 11KV | 300245141 | WKLC/PCE/J01103/MB31202 | 31202 | CLOSED | AMBASSY PARK JLN AMPANG | KUALA LUMPUR PUSAT | UNIVAC | INST |  | Pass | null
419177224 | Existing | 22465 | VACUUM | 11 kV | 630 | TNB | DISTRIBUTION |  |  | VK10J20H | 11KV CONSUMER | 300245096 | WKLC/PCE/J00070/MB22465 | 22465 | CLOSED | KONDO 6/8 PERS HAMPSHIRE JLN AMPANG | KUALA LUMPUR PUSAT | TAMCO | INST |  | Pass | null
417811453 | Existing | 31504 | VACUUM | 11 kV | 630 | TNB | DISTRIBUTION |  |  | VK10J25H | TRANSFORMER 1 | 300244672 | WKLC/PCE/J01122/MB31504 | 31504 | CLOSED | NO.1 PPRT JLN LAPANGAN TERBANG LAMA SG B | KUALA LUMPUR PUSAT | TAMCO | INST |  | Pass | null
417093861 | Existing | 12715 | VACUUM | 11 kV | 630 | TNB | DISTRIBUTION |  |  | VK 10J20H | 11 KV PENGGUNA | 300063918 | WKLC/PCE/J00500/MB12715 | 12715 | CLOSED | MENARA IMC | KUALA LUMPUR PUSAT | TAMCO | INST |  | Pass | null
377979880 | Existing |  | VACUUM | 33 kV | 0 | TNB | DISTRIBUTION | [6 empty] | 2BS | CLOSED | SSU DCC(KLCC) | KUALA LUMPUR PUSAT |  |  |  | Pass | null
377979816 | Existing |  | VACUUM | 33 kV | 0 | TNB | DISTRIBUTION | [6 empty] | 1BS | CLOSED | SSU DCC(KLCC) | KUALA LUMPUR PUSAT |  |  |  | Pass | null
415895381 | Existing | 6581 | VACUUM | 11 kV | 630 | TNB | DISTRIBUTION |  |  | VFT12 | TX 2 | 10000958 | WKLC/PCE/J00627/MB6581 | 6581 | CLOSED | BENA TOWER | KUALA LUMPUR PUSAT | EPE | INST |  | Pass | null
377590977 | Existing | 1P5 | VACUUM | 33 kV | 1 | TNB | DISTRIBUTION |  | TAMCO | VY 30M 25D | 1P5 - PPU ASC | 300044724 | WKLC/PPU/G00025/MB1P5 | 1P5 | CLOSED | PPU TAMAN DATOK AHMAD RAZALI | KUALA LUMPUR PUSAT | TAMCO | INST |  | Pass | null
412254091 | Existing | 7896 | VACUUM | 11 kV | 630 | TNB | DISTRIBUTION |  |  | VFT 12 | PPU BUKIT BINTANG | 300063661 | WKLC/PCE/J00451/MB7896 | 7896 | CLOSED | WISMA JERNIH | KUALA LUMPUR PUSAT | EPE | INST |  | Pass | null
377949471 | Existing | 4P5 | VACUUM | 33 kV | 1 | TNB | DISTRIBUTION |  | TAMCO | GV 30M 25D | PPU KEWALRAM | 300286542 | WKLC/PPU/G00037/MB4P5 | 4P5 | CLOSED | PPU PLAZA DUTA (AVENUE K) | KUALA LUMPUR PUSAT | TAMCO | INST |  | Pass | null
377949535 | Existing | VCB13 | VACUUM | 11 kV | 630 | TNB | DISTRIBUTION |  | TAMCO | VK 10J 20H | BUS COUPLER | 300340271 | WKLC/PPU/G00037/NB13 | 13 | OPEN | PPU PLAZA DUTA (AVENUE K) | KUALA LUMPUR PUSAT | TAMCO | INST |  | Pass | null
377949663 | Existing | VCB7 | VACUUM | 11 kV | 630 | TNB | DISTRIBUTION |  | TAMCO | VK 10J 20D | CITY PROPERTIES | 300286545 | WKLC/PPU/G00037/NB7 | 7 | CLOSED | PPU PLAZA DUTA (AVENUE K) | KUALA LUMPUR PUSAT | TAMCO | INST |  | Pass | null
418026300 | Existing | 7762 | VACUUM | 11 kV | 630 | TNB | DISTRIBUTION |  |  | VK 10J20H | P/U HOTEL ISTANA | 300065502 | WKLC/PCE/J00785/MB7762 | 7762 | CLOSED | PERNAS INTERNATIONAL | KUALA LUMPUR PUSAT | TAMCO | INST |  | Pass | null
416442153 | Existing | 48475 | VACUUM | 11 kV | 630 | TNB | DISTRIBUTION |  |  | VK10J20H | SPARE | 300537213 | WKLC/PCE/J01731/MB3 | 48475 | OPEN | SSU SUITE PLATINUM | KUALA LUMPUR PUSAT | TAMCO | INST | YTBC | Pass | null
416548316 | Existing | 11892 | VACUUM | 11 kV | 630 | TNB | DISTRIBUTION |  |  | V-10F-20 | ONE AMPANG AVENUE | 300065333 | WKLC/PCE/J00754/MB11892 | 11892 | CLOSED | TAMAN AHMAD RAZALI NO.5 | KUALA LUMPUR PUSAT | HITACHI | INST |  | Pass | null
420842096 | Existing | 16765 | VACUUM | 11 kV | 630 | TNB | DISTRIBUTION |  |  | VFT-12 | TX 1 | 300244932 | WKLC/PCE/J01284/MB16765 | 16765 | CLOSED | PE KONDO BUKIT ROBSON | KUALA LUMPUR PUSAT | EPE | INST |  | Pass | null
411700337 | Existing | 17273 | VACUUM | 11 kV | 630 | TNB | DISTRIBUTION |  |  | VK10J20H | 11KV PENGGUNA B | 10001006 | WKLC/PCE/J00102/MB17273 | 17273 | CLOSED | SSU KLCC B | KUALA LUMPUR PUSAT | TAMCO | INST |  | Pass | null
416758636 | Existing | 19612 | VACUUM | 11 kV | 630 | TNB | DISTRIBUTION |  |  | VK 10J20H | 218 JALAN AMPANG | 10000986 | WKLC/PCE/J00640/MB19612 | 19612 | OPEN | RUSSIAN EMBASSY | KUALA LUMPUR PUSAT | TAMCO | INST |  | Pass | null
416759493 | Existing | 45855 | VACUUM | 11 kV | 630 | TNB | DISTRIBUTION |  |  | 8BK-88E A1 | TX2 1000KVA | 311279572 | WKLC/PCE/J01684/MB45855 | 45855 | CLOSED | SASTRA U-THANT LORONG AMPANG 2 | KUALA LUMPUR PUSAT | ITEM | INST | YTBC | Pass | null
417279316 | Existing | 32974 | VACUUM | 11 kV | 630 | TNB | DISTRIBUTION |  |  | HD4 | TX1 | 300245262 | WKLC/PCE/J01150/MB32974 | 32974 | CLOSED | RMH PGSA BLK A KELOMPOK CAMAR LRG PERMAI | KUALA LUMPUR PUSAT | ABB | INST |  | Pass | null
412297437 | Existing | 19176 | VACUUM | 11 kV | 630 | TNB | DISTRIBUTION |  |  | VMH12 | TX 2 | 300061190 | WKLC/PCE/J00001/MB19176 | 19176 | CLOSED | P/PURI SRI CHANGKAT RAJA CHULAN | KUALA LUMPUR PUSAT | LKH HSS | INST |  | Pass | null
377300999 | Existing | 4S5 | VACUUM | 33 kV | 1 | TNB | DISTRIBUTION |  | TAMCO | GV 30M 25D | 4S5 - SPARE | 300293493 | WKLC/SSU/G00010/MB4S5 | 4S5 | CLOSED | SSU KENANGA WHOLESALE (DARATAN ASLI) | KUALA LUMPUR PUSAT | TAMCO | INST |  | Pass | null
377301760 | Existing | 4S5 | VACUUM | 33 kV | 1 | TNB | DISTRIBUTION |  |  | BGA 36 | PMU PANDAN MAJU | 300286975 | WKLC/SSU/G00006/MB4S5 | 4S5 | CLOSED | SSU PRINCE COURT MEDICAL CENTRE | KUALA LUMPUR PUSAT | RANHILL | INST |  | Pass | null
417093406 | Existing | 9023 | VACUUM | 11 kV | 630 | TNB | DISTRIBUTION |  |  | 8BK-88 | PPU BSKL | 10000559 | WKLC/PCE/J00528/MB9023 | 9023 | CLOSED | WELD SUPERMARKET | KUALA LUMPUR PUSAT | ITEM | INST |  | Pass | null
417767588 | Existing | 12682 | VACUUM | 11 kV | 630 | TNB | DISTRIBUTION |  |  | 8BK-88E A1 | TIARA CONDO BLOK D | 300062085 | WKLC/PCE/J00163/MB12682 | 12682 | CLOSED | TAMAN KOSAS NO.8 | KUALA LUMPUR PUSAT | ITEM | INST |  | Pass | null
412228972 | Existing | 15108 | VACUUM | 11 kV | 630 | TNB | DISTRIBUTION |  |  | N/A | APPT.JLN TAMAN SEPUTEH | 300245080 | WKLC/PCE/J01313/MB15108 | 15108 | CLOSED | P/PURI SEPUTEH PERMAI | KUALA LUMPUR PUSAT | GEC | INST |  | Pass | null
419198804 | Existing | 16011 | VACUUM | 11 kV | 630 | TNB | DISTRIBUTION |  |  | VK10J20H | AIR HOUSE | 300245034 | WKLC/PCE/J00698/MB16011 | 16011 | CLOSED | WISMA SETRON JALAN TUN RAZAK | KUALA LUMPUR PUSAT | TAMCO | INST |  | Pass | null
377395930 | Existing | VCB14 | VACUUM | 11 kV | 630 | TNB | DISTRIBUTION |  | TAMCO | VK 10J 25D | SPARE | 300044400 | WKLC/PPU/G00013/NB14 | 14 | OPEN | PPU KLCC | KUALA LUMPUR PUSAT |  | INST |  | Pass | null
377396691 | Existing | VCB9 | VACUUM | 11 kV | 630 | TNB | DISTRIBUTION |  | ABB | VD4E 1206 P 20 | P/E CONFIDENT AIM | 300044446 | WKLC/PPU/G00014/NB9 | 9 | OPEN | PPU LOW YATT | KUALA LUMPUR PUSAT | ABB | INST |  | Pass | null
377397484 | Existing | VCB10 | VACUUM | 11 kV | 630 | TNB | DISTRIBUTION |  | TAMCO | VK 10J 20D | IDAMAN RES. JLN LAW YEW SWEE | 300044480 | WKLC/PPU/G00016/NB10 | 10 | CLOSED | PPU MBF PLAZA | KUALA LUMPUR PUSAT | TAMCO | INST |  | Pass | null
416178811 | Existing | 12563 | VACUUM | 11 kV | 630 | TNB | DISTRIBUTION |  |  | VFT - 12 | SIN CHEW KEE | 300244874 | WKLC/PCE/J00825/MB12563 | 12563 | CLOSED | MUTIARA VILLA | KUALA LUMPUR PUSAT | EPE | INST |  | Pass | null
419751418 | Existing | 12301 | VACUUM | 11 kV | 630 | TNB | DISTRIBUTION |  |  | VK10J20H | TX | 300061922 | WKLC/PCE/J00136/MB12301 | 12301 | CLOSED | TAMAN SRI AMPANG HILIR NO.2 | KUALA LUMPUR PUSAT | TAMCO | INST |  | Pass | null
377523251 | Existing |  | VACUUM | 33 kV | 0 | TNB | DISTRIBUTION | [6 empty] | 6 | CLOSED | PMU KL PAVILLION 132/33KV | KUALA LUMPUR PUSAT |  |  |  | Pass | null
377523980 | Existing | 6L5 | VACUUM | 33 kV | 1 | TNB | DISTRIBUTION |  | TAMCO | VY30M25D | PPU MAS | 300044020 | WKLC/PMU/G00008/MB6L5 | 6L5 | OPEN | PMU PUDU ULU 132/33/11KV | KUALA LUMPUR PUSAT | TAMCO | INST |  | Pass | null
377952380 | Existing | 6S5 | VACUUM | 33 kV | 1 | TNB | DISTRIBUTION |  | TAMCO | U/2011/0210 | PMU TITIWANGSA 1L5 | 300320168 | WKLC/SSU/G00011/MB6S5 | 6S5 | OPEN | SSU CREST WORLDWIDE | KUALA LUMPUR PUSAT |  |  |  | Pass | null
411730227 | Existing | 22444 | VACUUM | 11 kV | 630 | TNB | DISTRIBUTION |  |  | SBV-4 | TAMAN CAHAYA INDAH | 300061861 | WKLC/PCE/J00121/MB22444 | 22444 | CLOSED | INDUSTRIAN RINGAN TMN CAHAYA | KUALA LUMPUR PUSAT | GEC | INST |  | Pass | null
415131072 | Existing | 47391 | VACUUM | 11 kV | 630 | TNB | DISTRIBUTION |  |  | VK10J20H | SPARE | 311302180 | WKLC/PCE/J01363/MB47391 | 47391 | OPEN | LRT JLN HANG TUAH | KUALA LUMPUR PUSAT | TAMCO | INST | YTBC | Pass | null
377962239 | Existing | 5S5 | VACUUM | 33 kV | 1 | TNB | DISTRIBUTION |  | TAMCO | GV 30M 25 | SSU MYTOWN (4S5) | 300348017 | WKLC/SSU/G00012/MB5S5 | 5S5 | CLOSED | SSU MRT COCHRANE | KUALA LUMPUR PUSAT | TAMCO | INST |  | Pass | null
412177918 | Existing | 40570 | VACUUM | 11 kV | 630 | TNB | DISTRIBUTION |  |  | VFT 12 | TX2 | 300284413 | WKLC/PCE/J01499/MB40570 | 40570 | CLOSED | HOTEL SENTRAL JLN THAMBIPILLAI B/FIELDS | KUALA LUMPUR PUSAT | EPE | INST |  | Pass | null
378160035 | Existing | VCB1 | VACUUM | 11 kV | 630 | TNB | DISTRIBUTION |  | EPE | VFT-12 | VCB1-P/E TELEKOM TMN PUTRA | 310104931 | WKLC/PPU/G00043/NB4 | 4 | CLOSED | PPU BANGUNAN MAS BARU | KUALA LUMPUR PUSAT |  |  |  | Pass | null
378159939 | Existing | VCB1 | VACUUM | 11 kV | 630 | TNB | DISTRIBUTION |  | EPE | VFT-12 | VCB1-P/E TELEKOM TMN PUTRA | 310104932 | WKLC/PPU/G00043/NB5 | 5 | CLOSED | PPU BANGUNAN MAS BARU | KUALA LUMPUR PUSAT |  |  |  | Pass | null
377523550 | Existing | 3L5 | VACUUM | 33 kV | 1 | TNB | DISTRIBUTION |  | TAMCO | VY30M25D | PPU HOSPITAL REHAB (1P5) | 300044017 | WKLC/PMU/G00008/MB3L5 | 3L5 | CLOSED | PMU PUDU ULU 132/33/11KV | KUALA LUMPUR PUSAT | TAMCO | INST |  | Pass | null
377303940 | Existing | 1HO | VACUUM | 33 kV | 1 | TNB | DISTRIBUTION |  | TAMCO | VY 30M 25DT | 1HO - 30 MVA TX 1 | 300044885 | WKLC/PPU/G00031/MB1HO | 1HO | CLOSED | PPU YOW CHUAN PLAZA | KUALA LUMPUR PUSAT | TAMCO | INST |  | Pass | null
378401486 | Existing |  | VACUUM | 33 kV | 0 | TNB | DISTRIBUTION | [7 empty] | CLOSED | SSU VENUS ASSET | KUALA LUMPUR PUSAT |  |  |  | Pass | null
417012068 | Existing | 13425 | VACUUM | 11 kV | 0 | TNB | DISTRIBUTION |  |  | VMH12 | TX 2 | 300065408 | WKLC/PCE/J00769/MB13425 | 13425 | CLOSED | BDR BARU AMPANG NO.6 | KUALA LUMPUR PUSAT | LKH | INST |  | Pass | null
377362504 | Existing | VCB3 | VACUUM | 11 kV | 630 | TNB | DISTRIBUTION |  | TAMCO | VK 10J 20D | PLAZA LOT 138 JLN AMPANG | 300044350 | WKLC/PPU/G00011/NB3 | 3 | CLOSED | PPU KEWALRAM | KUALA LUMPUR PUSAT | TAMCO | INST |  | Pass | null
417205330 | Existing | 42372 | VACUUM | 11 kV | 630 | TNB | DISTRIBUTION |  |  | 3AH5 103-1 | BUS SECTION | 311279636 | WKLC/PCE/J01601/MB42372 | 42372 | OPEN | MENARA BIMB JLN PERAK | KUALA LUMPUR PUSAT | ITEM | INST | YTBC | Pass | null
376923246 | Existing | 6S5 | VACUUM | 33 kV | 1 | TNB | DISTRIBUTION |  | ABB | VD3.1 3612-25 | 6S5 - PMU MID VALLEY 2L5 | 300044927 | WKLC/SSU/G00004/MB6S5 | 6S5 | CLOSED | SSU MID VALLEY | KUALA LUMPUR PUSAT | ABB | INST |  | Pass | null
417965251 | Existing | 13516 | VACUUM | 11 kV | 630 | TNB | DISTRIBUTION |  |  | VFT-12 | JACKIES BOWLING | 300064655 | WKLC/PCE/J00631/MB13516 | 13516 | OPEN | D MAYANG KONDO | KUALA LUMPUR PUSAT | EPE | INST |  | Pass | null
417965091 | Existing | 13520 | VACUUM | 11 kV | 630 | TNB | DISTRIBUTION |  |  | VK 10J25H | CITY PROPERTIES | 300064662 | WKLC/PCE/J00632/MB13520 | 13520 | CLOSED | MAYANG COURT | KUALA LUMPUR PUSAT | TAMCO | INST |  | Pass | null
416660133 | Existing | 48649 | VACUUM | 11 kV | 630 | TNB | DISTRIBUTION |  |  | VK10J20H | SPARE | 300537125 | WKLC/PCE/J01728/MB6 | 48649 | CLOSED | SSU MENARA PUBLIC BANK JALAN RAJA CHULAN | KUALA LUMPUR PUSAT | TAMCO | INST | YTBC | Pass | null
415745346 | Existing | 19871 | VACUUM | 11 kV | 630 | TNB | DISTRIBUTION |  |  | VMH12 | TX | 300061206 | WKLC/PCE/J00004/MB19871 | 19871 | CLOSED | HOTEL OPTIMA JAYA | KUALA LUMPUR PUSAT | LKH | INST |  | Pass | null
417922943 | Existing | 21582 | VACUUM | 11 kV | 630 | TNB | DISTRIBUTION |  |  | VFT12 | BUS SECTION | 300245884 | WKLC/PCE/J01361/MB21582 | 21582 | CLOSED | PASIFIC BANK JLN SULTAN ISMAIL | KUALA LUMPUR PUSAT | EPE | INST |  | Pass | null
416775739 | Existing | 17016 | VACUUM | 11 kV | 630 | TNB | DISTRIBUTION |  |  | VK10J20H | TX | 300061949 | WKLC/PCE/J00140/MB17016 | 17016 | CLOSED | MENARA DION | KUALA LUMPUR PUSAT | TAMCO | INST |  | Pass | null
415694294 | Existing | 45245 | VACUUM | 11 kV | 630 | TNB | DISTRIBUTION |  |  | VK10J20H | PPU MIHARJA CB2 | 311297265 | WKLC/PCE/J01687/MB45245 | 45245 | CLOSED | IPD CHERAS | KUALA LUMPUR PUSAT | TAMCO | INST | YTBC | Pass | null
417789703 | Existing | 40907 | VACUUM | 11 kV | 630 | TNB | DISTRIBUTION |  |  | HV-12 | PPU YOW CHUAN | 300268698 | WKLC/PCE/J01449/MB40907 | 40907 | CLOSED | ICON JLN TUN RAZAK | KUALA LUMPUR PUSAT | TOPRANK | INST |  | Pass | null
416922515 | Existing | 46417 | VACUUM | 11 kV | 630 | TNB | DISTRIBUTION |  |  | 12A20 | SIEW DOOR MANSION | 300537338 | WKLC/PCE/J01710/MB4 | 46417 | CLOSED | SENTRAL VISTA J.T. SAMBATHAN 4 | KUALA LUMPUR PUSAT | EPE | INST | YTBC | Pass | null
417480615 | Existing | 50295 | VACUUM | 11 kV | 630 | TNB | DISTRIBUTION |  |  | 8BK-88 | MSB CONSUMER TENANT | 311297245 | WKLC/PCE/J01779/MB50295 | 50295 | CLOSED | SSU TRIBECA JLN IMBI | KUALA LUMPUR PUSAT | ITEM | INST | YTBC | Pass | null
416613267 | Existing | 46350 | VACUUM | 11 kV | 630 | TNB | DISTRIBUTION |  |  | 8BK-88E A1 | SPARE | 300537531 | WKLC/PCE/J01665/MB9 | 46350 | CLOSED | SSU BERJAYA PARK JLN AMPANG | KUALA LUMPUR PUSAT | ITEM | INST | YTBC | Pass | null
418648686 | Existing | 11106 | VACUUM | 11 kV | 630 | TNB | DISTRIBUTION |  |  | VFT-12 | JACKIE BOWL | 300064281 | WKLC/PCE/J00569/MB11106 | 11106 | OPEN | MENARA PINANG | KUALA LUMPUR PUSAT | EPE | INST |  | Pass | null
377694895 | Existing | VCB6 | VACUUM | 11 kV | 630 | TNB | DISTRIBUTION |  | EPE | VFT-12D | ADVANCE DESIGN CENTRE | 300043942 | WKLC/PMU/G00005/NB6 | 6 | CLOSED | PMU KLCC 132/33/11KV | KUALA LUMPUR PUSAT | EPE | INST |  | Pass | null
377694799 | Existing | VCB2 | VACUUM | 11 kV | 630 | TNB | DISTRIBUTION |  | EPE | VFT-12D | MENARA HONG LEONG | 300043934 | WKLC/PMU/G00005/NB2 | 2 | CLOSED | PMU KLCC 132/33/11KV | KUALA LUMPUR PUSAT | EPE | INST |  | Pass | null
417793320 | Existing | 18678 | VACUUM | 11 kV | 630 | TNB | DISTRIBUTION |  |  | VK10J20H | KOLEJ TEKNOLOGI YPC JLN JEJAKA | 300062121 | WKLC/PCE/J00174/MB18678 | 18678 | CLOSED | HOTEL MALURI VALUE INN | KUALA LUMPUR PUSAT | TAMCO | INST |  | Pass | null
418523719 | Existing | 31941 | VACUUM | 11 kV | 630 | TNB | DISTRIBUTION |  |  | A1 | JALAN DAGANG 4 TAMAN DAGANG | 300245254 | WKLC/PCE/J01125/MB31941 | 31941 | CLOSED | RUMAH KELAB JALAN DAGANG B/2 TAMAN DAGAN | KUALA LUMPUR PUSAT | ABB | INST |  | Pass | null
411335921 | Existing | 5132 | VACUUM | 11 kV | 800 | TNB | DISTRIBUTION |  |  | HV-12 | P/E ORIENTAL | 300065712 | WKLC/PCE/J00823/MB5132 | 5132 | CLOSED | WISMA LEE RUBBER | KUALA LUMPUR PUSAT | TOPRANK | INST |  | Pass | null
377520142 | Existing | VCB9 | VACUUM | 11 kV | 630 | TNB | DISTRIBUTION |  | TAMCO | VK 10J 20D | P/E JLN MADGE NO.2 | 300044214 | WKLC/PPU/G00006/NB9 | 9 | CLOSED | PPU GREAT EASTERN | KUALA LUMPUR PUSAT |  | INST |  | Pass | null
377521031 | Existing | VCB4 | VACUUM | 11 kV | 630 | TNB | DISTRIBUTION |  | ABB | VD4E1206P20 | VCB4 - PADAT BKT BINTANG | 300044121 | WKLC/PPU/G00003/NB4 | 4 | CLOSED | PPU BUKIT BINTANG | KUALA LUMPUR PUSAT | ABB | INST |  | Pass | null
377520935 | Existing | VCB5 | VACUUM | 11 kV | 630 | TNB | DISTRIBUTION |  | ABB | VD4E1206P20 | VCB5 - WISMA PROMET | 300044122 | WKLC/PPU/G00003/NB5 | 5 | CLOSED | PPU BUKIT BINTANG | KUALA LUMPUR PUSAT | ABB | INST |  | Pass | null
419069033 | Existing | 34865 | VACUUM | 11 kV | 630 | TNB | DISTRIBUTION |  |  | HV-12 | TX1 | 300245845 | WKLC/PCE/J01351/MB34865 | 34865 | CLOSED | MERDEKA VILLA BLOK 1B JLN MERDEKA | KUALA LUMPUR PUSAT | TOPRANK | INST |  | Pass | null
417897758 | Existing | 33247 | VACUUM | 11 kV | 800 | TNB | DISTRIBUTION |  |  | SBV-4 | TX | 300245171 | WKLC/PCE/J01106/MB33247 | 33247 | CLOSED | BLK A P/PURI PANDAN MEWAH | KUALA LUMPUR PUSAT | ALTENA | INST |  | Pass | null
412271372 | Existing |  | VACUUM | 11 kV | 0 | TNB | DISTRIBUTION |  |  | INS24 |  | 300063717 | WKLC/PCE/J00462/MB6679 | 6679 | CLOSED | WISMA BOND | KUALA LUMPUR PUSAT | INDKOM | INST |  | Pass | null
418932781 | Existing | 19347 | VACUUM | 11 kV | 630 | TNB | DISTRIBUTION |  |  | VMH12 | TX 2 | 300062141 | WKLC/PCE/J00178/MB19347 | 19347 | CLOSED | PANGSAPURI VISTA DAMAI N0.1 | KUALA LUMPUR PUSAT | LKH | INST |  | Pass | null
416595814 | Existing | 40101 | VACUUM | 11 kV | 630 | TNB | DISTRIBUTION |  |  | VK 10J20H | P/E PRINCE HOTEL JLN CONLAY | 300268738 | WKLC/PCE/J01455/MB40101 | 40101 | CLOSED | THE ROYALE CHULAN HOTEL | KUALA LUMPUR PUSAT | TAMCO | INST |  | Pass | null
411998427 | Existing |  | VACUUM | 11 kV | 0 | TNB | DISTRIBUTION | [6 empty] | 52357 | CLOSED |  | KUALA LUMPUR PUSAT |  |  |  | Pass | null
417930927 | Existing | VCB1 | VACUUM | 11 kV | 630 | TNB | DISTRIBUTION |  |  | GV3 | VCB 1 - SSU 3A ECO CITY | 311754123 | WKLC/PPU/G00051/NB16 | 30 | OPEN | PPU TRX CITY NO.1 D-PZW-S17-9277 | KUALA LUMPUR PUSAT | TAMCO | INST | YTBC | Pass | null
377694737 | Existing | VCB11 | VACUUM | 11 kV | 630 | TNB | DISTRIBUTION |  | EPE | VFT-12D | THE BINJAI | 300043932 | WKLC/PMU/G00005/NB11 | 11 | CLOSED | PMU KLCC 132/33/11KV | KUALA LUMPUR PUSAT | EPE | INST |  | Pass | null
377365246 | Existing | VCB3 | VACUUM | 11 kV | 630 | TNB | DISTRIBUTION |  | TAMCO | VK 10J 20D | CONDO EMBASSY NO 2 JLN AMPANG | 300044205 | WKLC/PPU/G00006/NB3 | 3 | CLOSED | PPU GREAT EASTERN | KUALA LUMPUR PUSAT |  | INST |  | Pass | null
377949598 | Existing | 3P5 | VACUUM | 33 kV | 1 | TNB | DISTRIBUTION |  | TAMCO | GV 30M 25D | PMU KLCC | 300286534 | WKLC/PPU/G00037/MB3P5 | 3P5 | CLOSED | PPU PLAZA DUTA (AVENUE K) | KUALA LUMPUR PUSAT | TAMCO | INST |  | Pass | null
377951216 | Existing | VCB10 | VACUUM | 11 kV | 630 | TNB | DISTRIBUTION |  | ITEM | 3AH5 104-2 | PE BRICKFIELD NO 2 | 310104849 | WKLC/PPU/G00040/NB10 | 10 | CLOSED | PPU BANK KERJASAMA RAKYAT | KUALA LUMPUR PUSAT | ITEM | INST | YTBC | Pass | null
377951088 | Existing | 3P5 | VACUUM | 33 kV | 1 | TNB | DISTRIBUTION |  | TAMCO | GV30M25D | 3P5-AMPANG GREAT | 310104824 | WKLC/PPU/G00040/MB7 | 1HO | CLOSED | PPU BANK KERJASAMA RAKYAT | KUALA LUMPUR PUSAT |  |  |  | Pass | null
418893014 | Existing | 18394 | VACUUM | 11 kV | 630 | TNB | DISTRIBUTION |  |  | VMH12 | TX1 | 300061300 | WKLC/PCE/J00020/MB18394 | 18394 | CLOSED | MEGAN PHILEO PROMENADE BLK B | KUALA LUMPUR PUSAT | LKH | INST |  | Pass | null
419197638 | Existing | 10581 | VACUUM | 11 kV | 630 | TNB | DISTRIBUTION |  |  | 3AH5 104-2 | TX | 300064162 | WKLC/PCE/J00546/MB10581 | 10581 | CLOSED | KHOO LIN COURT | KUALA LUMPUR PUSAT | ITEM | INST |  | Pass | null
377590947 | Existing | 1HO | VACUUM | 33 kV | 1 | TNB | DISTRIBUTION |  | TAMCO | VY 30M 25D | 1HO - 30 MVA TX 1 | 300044723 | WKLC/PPU/G00025/MB1HO | 1HO | CLOSED | PPU TAMAN DATOK AHMAD RAZALI | KUALA LUMPUR PUSAT | TAMCO | INST |  | Pass | null
377949735 | Existing | 2P5 | VACUUM | 33 kV | 1 | TNB | DISTRIBUTION |  | TAMCO | GV 30M 25D | PMU KL PAVILION (8L5) | 300286541 | WKLC/PPU/G00037/MB2P5 | 2P5 | CLOSED | PPU PLAZA DUTA (AVENUE K) | KUALA LUMPUR PUSAT | TAMCO | INST |  | Pass | null
377375610 | Existing | 1HO | VACUUM | 33 kV | 1 | TNB | DISTRIBUTION |  | EPE | VGA-32 | 1HO - 30MVA TX1 | 300285781 | WKLC/PPU/G00032/MB1HO | 1HO | CLOSED | PPU HOSPITAL AMPANG | KUALA LUMPUR PUSAT | EPE | INST |  | Pass | null
377376403 | Existing | VCB31 | VACUUM | 11 kV | 2 | TNB | DISTRIBUTION |  | EPE | VFT-12-120 | 30MVA TX1 | 300286606 | WKLC/PPU/G00034/NB31 | 31 | CLOSED | PPU ROYAL CENDANA | KUALA LUMPUR PUSAT | EPE | INST |  | Pass | null
377962277 | Existing | 8S5 | VACUUM | 33 kV | 1 | TNB | DISTRIBUTION |  | TAMCO | GV 30M 25 | SPARE | 300348023 | WKLC/SSU/G00012/MB8S5 | 8S5 | OPEN | SSU MRT COCHRANE | KUALA LUMPUR PUSAT | TAMCO | INST |  | Pass | null
420842095 | Existing | 16764 | VACUUM | 11 kV | 630 | TNB | DISTRIBUTION |  |  | VFT-12 | LORNE ROAD | 300244931 | WKLC/PCE/J01284/MB16764 | 16764 | CLOSED | PE KONDO BUKIT ROBSON | KUALA LUMPUR PUSAT | EPE | INST |  | Pass | null
409119592 | Existing | 2L5 | VACUUM | 33 kV | 1 | TNB | DISTRIBUTION |  |  | GV 30M 25D | SPARE | 311162455 | WKLS/PMU/G00007/MB2L5 | 2L5 | CLOSED | PMU SUN CITY | KUALA LUMPUR PUSAT | TAMCO | INST | YTBC | Pass | null
417279315 | Existing | 32976 | VACUUM | 11 kV | 630 | TNB | DISTRIBUTION |  |  | HD4 | P.E TASIK TAMBAHAN NO.1 | 300245264 | WKLC/PCE/J01150/MB32976 | 32976 | CLOSED | RMH PGSA BLK A KELOMPOK CAMAR LRG PERMAI | KUALA LUMPUR PUSAT | ABB | INST |  | Pass | null
377523876 | Existing | 5L5 | VACUUM | 33 kV | 1 | TNB | DISTRIBUTION |  | TAMCO | VY30M25D | SSU MRT COCHRANE (6S5) | 300044019 | WKLC/PMU/G00008/MB5L5 | 5L5 | CLOSED | PMU PUDU ULU 132/33/11KV | KUALA LUMPUR PUSAT | TAMCO | INST |  | Pass | null
412271902 | Existing | 29487 | VACUUM | 11 kV | 630 | TNB | DISTRIBUTION |  |  | 8BK-88 | TX 1 | 300063548 | WKLC/PCE/J00432/MB29487 | 29487 | CLOSED | GLOBE SOURCE JLN 1/77B | KUALA LUMPUR PUSAT | ITEM | INST |  | Pass | null
418377526 | Existing | 4573 | VACUUM | 11 kV | 630 | TNB | DISTRIBUTION |  |  | HV-12 | TX | 300063682 | WKLC/PCE/J00455/MB4573 | 4573 | CLOSED | SG WANG PLAZA | KUALA LUMPUR PUSAT | TOPRANK | INST |  | Pass | null
417961514 | Existing | 35652 | VACUUM | 11 kV | 630 | TNB | DISTRIBUTION |  |  | VK10J25H | TX 2 | 300245761 | WKLC/PCE/J01328/MB35652 | 35652 | CLOSED | LOT INDUSTRI RINGAN LEMBAH JAYA SELATAN | KUALA LUMPUR PUSAT | TAMCO | INST |  | Pass | null
377555427 | Existing | VCB6 | VACUUM | 11 kV | 630 | TNB | DISTRIBUTION |  | TAMCO | VK 10J 20D | P/E PNB DARBY PARK JLN BINJAI | 300044550 | WKLC/PPU/G00018/NB6 | 6 | CLOSED | PPU NARAJAYA | KUALA LUMPUR PUSAT | TAMCO | INST |  | Pass | null
377591442 | Existing | VCB34 | VACUUM | 11 kV | 2 | TNB | DISTRIBUTION |  | TAMCO | VK 10P 25D | BUS COUPLER | 300044773 | WKLC/PPU/G00026/NB34 | 34 | CLOSED | PPU TAMAN KOSAS | KUALA LUMPUR PUSAT | TAMCO | INST |  | Pass | null
377591410 | Existing | VCB16 | VACUUM | 11 kV | 630 | TNB | DISTRIBUTION |  | TAMCO | VK 10J 20D | LOCAL TX | 300044737 | WKLC/PPU/G00025/NB16 | 16 | CLOSED | PPU TAMAN DATOK AHMAD RAZALI | KUALA LUMPUR PUSAT | TAMCO | INST |  | Pass | null
377395929 | Existing | VCB2 | VACUUM | 11 kV | 630 | TNB | DISTRIBUTION |  | TAMCO | VK 10J 25D | S/S KLCCA(17260) | 300044405 | WKLC/PPU/G00013/NB2 | 2 | CLOSED | PPU KLCC | KUALA LUMPUR PUSAT |  | INST |  | Pass | null
411757527 | Existing | 18231 | VACUUM | 11 kV | 630 | TNB | DISTRIBUTION |  |  | SBV-4 | TMN MALURI NO 12 | 300062103 | WKLC/PCE/J00167/MB18231 | 18231 | CLOSED | JLN KG PANDAN | KUALA LUMPUR PUSAT | GEC | INST |  | Pass | null
418446045 | Existing | 5083 | VACUUM | 11 kV | 630 | TNB | DISTRIBUTION |  |  | VK 10J20H | MENARA ANTARA | 300063847 | WKLC/PCE/J00485/MB5083 | 5083 | CLOSED | WISMA BUDIMAN | KUALA LUMPUR PUSAT | TAMCO | INST |  | Pass | null
415693699 | Existing | 6979 | VACUUM | 11 kV | 630 | TNB | DISTRIBUTION |  |  | VFT12 | TMN MALURI 16 | 300066163 | WKLC/PCE/J00892/MB6979 | 6979 | CLOSED | TAMAN MALURI NO.3A | KUALA LUMPUR PUSAT | EPE | INST |  | Pass | null
377962807 | Existing | 1SO | VACUUM | 33 kV | 2 | TNB | DISTRIBUTION |  | ITEM | 8DB 10 | BUS SECTION | 300451575 | WKLC/SSU/G00014/MB1SO | 1SO | CLOSED | SSU BINJAI | KUALA LUMPUR PUSAT | ITEM | INST |  | Pass | null
416745848 | Existing | 30216 | VACUUM | 11 kV | 630 | TNB | DISTRIBUTION |  |  | SBV4/800/200-SI | TX | 300065326 | WKLC/PCE/J00753/MB30216 | 30216 | CLOSED | BLK B P/PURI JLN MAMANDA 11 | KUALA LUMPUR PUSAT | GEC | INST |  | Pass | null
417698869 | Existing | 47984 | VACUUM | 11 kV | 630 | TNB | DISTRIBUTION |  |  | 8BK-88E A1 | TX | 311297159 | WKLC/PCE/J01586/MB47984 | 47984 | CLOSED | PANGSAPURI BLOK A PERSIARAN PANDAN 1 | KUALA LUMPUR PUSAT | ITEM | INST | YTBC | Pass | null
377377662 | Existing | 1WO | VACUUM | 33 kV | 2 | TNB | DISTRIBUTION |  | ITEM | 8DB 10 | 1W0 - BUS COUPLER | 300454791 | WKLC/PPU/G00041/MB1W0 | 1W0 | CLOSED | PPU SG PURUN | KUALA LUMPUR PUSAT |  | INST |  | Pass | null
417651654 | Existing | 12670 | VACUUM | 11 kV | 630 | TNB | DISTRIBUTION |  |  | HV-12 | TX1 | 300064190 | WKLC/PCE/J00551/MB12670 | 12670 | CLOSED | THE FORUM | KUALA LUMPUR PUSAT | TOSHIBA | INST |  | Pass | null
409120851 | Existing |  | VACUUM | 11 kV | 0 | TNB | DISTRIBUTION | [6 empty] | 1 | OPEN | PPU WARISAN TRADISI | KUALA LUMPUR PUSAT |  |  |  | Pass | null
416870740 | Existing | 46022 | VACUUM | 11 kV | 630 | TNB | DISTRIBUTION |  |  | 3AH5104-2 | P/E ONE AMPANG AVENUE NO.4 | 311302140 | WKLC/PCE/J00730/MB46022 | 46022 | CLOSED | P/PURI TIARA DUTA BLK A | KUALA LUMPUR PUSAT | ITEM | INST | YTBC | Pass | null
417868258 | Existing | 15099 | VACUUM | 11 kV | 630 | TNB | DISTRIBUTION |  |  | VMH 12 | PPU TAMAN DATO RAZALI | 300064952 | WKLC/PCE/J00681/MB15099 | 15099 | CLOSED | LRT AMPANG DEPOT | KUALA LUMPUR PUSAT | LKH | INST |  | Pass | null
416346378 | Existing | 7814 | VACUUM | 11 kV | 630 | TNB | DISTRIBUTION |  |  | VK10J20H | JACKIE BOWLING | 300063898 | WKLC/PCE/J00496/MB7814 | 7814 | CLOSED | PE BANGUNAN GETAH ASLI | KUALA LUMPUR PUSAT | TAMCO | INST |  | Pass | null
377303811 | Existing | VCB10 | VACUUM | 11 kV | 630 | TNB | DISTRIBUTION |  | TAMCO | VK 10J 20DT | GOOD STOCK LAND | 300044892 | WKLC/PPU/G00031/NB10 | 10 | CLOSED | PPU YOW CHUAN PLAZA | KUALA LUMPUR PUSAT | TAMCO | INST |  | Pass | null
411691821 | Existing | 20837 | VACUUM | 11 kV | 630 | TNB | DISTRIBUTION |  |  | 3AH5 103 | 11 KV PENGGUNA | 300264887 | WKLC/PCE/J01420/MB20837 | 20837 | CLOSED | MENARA HONG LEONG (HLA) | KUALA LUMPUR PUSAT | ITEM | INST |  | Pass | null
377555829 | Existing | 2HO | VACUUM | 33 kV | 1 | TNB | DISTRIBUTION |  | TAMCO | VY-30M25D | 2HO - 30 MVA TX2 | 300044559 | WKLC/PPU/G00019/MB2HO | 2HO | CLOSED | PPU PANDAN INDAH | KUALA LUMPUR PUSAT | TAMCO | INST |  | Pass | null
417965216 | Existing | 13519 | VACUUM | 11 kV | 630 | TNB | DISTRIBUTION |  |  | VFT-12 | 11KV CONSUMER | 300064658 | WKLC/PCE/J00631/MB13519 | 13519 | CLOSED | D MAYANG KONDO | KUALA LUMPUR PUSAT | EPE | INST |  | Pass | null
419025730 | Existing | 11249 | VACUUM | 11 kV | 630 | TNB | DISTRIBUTION |  |  | VK10J25H | CONFIDENT AIM JLN BUKIT BINTAN | 300063774 | WKLC/PCE/J00472/MB11249 | 11249 | CLOSED | PE CARDOGAN HOTEL (GMI) | KUALA LUMPUR PUSAT | TAMCO | INST |  | Pass | null
377592733 | Existing | VCB8 | VACUUM | 11 kV | 630 | TNB | DISTRIBUTION |  | TAMCO | VK 10J 20D | P/E NEW EXOTIC B'FIELD NO.5 | 300044831 | WKLC/PPU/G00028/NB8 | 8 | CLOSED | PPU TELEKOM BRICKFIELD | KUALA LUMPUR PUSAT | TAMCO | INST |  | Pass | null
416376439 | Existing | 16496 | VACUUM | 11 kV | 630 | TNB | DISTRIBUTION |  |  | VFT12 | PPU NARAJAYA | 300064607 | WKLC/PCE/J00623/MB16496 | 16496 | CLOSED | THE CORIENTHIAN | KUALA LUMPUR PUSAT | EPE | INST |  | Pass | null
403383379 | Existing | 32488 | VACUUM | 11 kV | 630 | TNB | DISTRIBUTION |  |  | A1 | TX 1 | 300245266 | WKLC/PCE/J00377/MB32488 | 32488 | CLOSED | PETRONAS JALAN WANGSA UKAY 2 | KUALA LUMPUR TIMUR | ABB | INST |  | Fail | Please check "Operational Area"
403288958 | Existing | 42470 | VACUUM | 11 kV | 630 | TNB | DISTRIBUTION |  |  | VK10J20H | BKT ANTARABANGSA RESETTLEMENT | 300287680 | WKLC/PCE/J01545/MB42470 | 42470 | CLOSED | PPR SUNGAI SERING BLOK A | KUALA LUMPUR TIMUR | TAMCO | INST |  | Fail | Please check "Operational Area"
419532938 | Existing | 46060 | VACUUM | 11 kV | 630 | TNB | DISTRIBUTION |  |  | VFT-12 | P/E KOMPLEKS RICHMORE | 311297382 | WKLC/PCE/J01610/MB46060 | 46060 | OPEN | NIHON MARKET JLN PASAR BARU | KUALA LUMPUR PUSAT | EPE | INST | YTBC | Pass | null
406272774 | Existing | 32270 | VACUUM | 11 kV | 630 | TNB | DISTRIBUTION |  |  | HV12 | TX | 300245218 | WKLC/PCE/J01117/MB32270 | 32270 | CLOSED | NO.4 BKT PERMAI UTAMA | KUALA LUMPUR SELATAN | TOPRANK | INST |  | Fail | Please check "Operational Area"
417789069 | Existing | 9016 | VACUUM | 11 kV | 630 | TNB | DISTRIBUTION |  |  | VK10J20H | TX 2 | 300244954 | WKLC/PCE/J00405/MB9016 | 9016 | CLOSED | DESA ANGKASA | KUALA LUMPUR PUSAT | TAMCO | INST |  | Pass | null
417982267 | Existing | 8868 | VACUUM | 11 kV | 630 | TNB | DISTRIBUTION |  |  | VK10J20H | PPU SHAMELIN CB 9 | 300066248 | WKLC/PCE/J00907/MB8868 | 8868 | CLOSED | PANDAN JAYA NO.12 | KUALA LUMPUR PUSAT | TAMCO | INST |  | Pass | null
412288824 | Existing | 16232 | VACUUM | 11 kV | 630 | TNB | DISTRIBUTION |  |  | VFT12 | TRANSFORMER | 300244817 | WKLC/PCE/J01054/MB16232 | 16232 | CLOSED | SEK MEN STELLA MARIS | KUALA LUMPUR PUSAT | EPE | INST |  | Pass | null
418258292 | Existing | N/A | VACUUM | 11 kV | 630 | TNB | DISTRIBUTION |  |  | VMH12 | N/A | 300244593 | WKLC/PCE/J01033/MB15225 | 15225 | OPEN | MENARA BELFIELD | KUALA LUMPUR PUSAT | LKH | INST |  | Pass | null
417480614 | Existing | 50297 | VACUUM | 11 kV | 630 | TNB | DISTRIBUTION |  |  | 8BK-88 | LOOPING | 311297247 | WKLC/PCE/J01779/MB50297 | 50297 | CLOSED | SSU TRIBECA JLN IMBI | KUALA LUMPUR PUSAT | ITEM | INST | YTBC | Pass | null
418064237 | Existing | 500 | VACUUM | 11 kV | 630 | TNB | DISTRIBUTION |  |  | VK 10J20H | SPARE | 300244769 | WKLC/PCE/J01237/MB500 | 500 | CLOSED | JLN DAVIDSON | KUALA LUMPUR PUSAT | TAMCO | INST |  | Pass | null
416612505 | Existing | 16146 | VACUUM | 11 kV | 630 | TNB | DISTRIBUTION |  |  | VK 10J25H | PENGGUNA 11KV NO 1 | 300061686 | WKLC/PCE/J00092/MB16146 | 16146 | CLOSED | MENARA KUALA LUMPUR | KUALA LUMPUR PUSAT | TAMCO | INST |  | Pass | null
377304501 | Existing | 3P5 | VACUUM | 33 kV | 1 | TNB | DISTRIBUTION |  | TAMCO | VY 30M 25DT | 3P5 - NARAJAYA | 300044889 | WKLC/PPU/G00031/MB3P5 | 3P5 | CLOSED | PPU YOW CHUAN PLAZA | KUALA LUMPUR PUSAT | TAMCO | INST |  | Pass | null
377304469 | Existing | VCB9 | VACUUM | 11 kV | 630 | TNB | DISTRIBUTION |  | TAMCO | VK 10J 20DT | US EMBASSY | 300044906 | WKLC/PPU/G00031/NB9 | 9 | CLOSED | PPU YOW CHUAN PLAZA | KUALA LUMPUR PUSAT | TAMCO | INST |  | Pass | null
377305166 | Existing | VCB11 | VACUUM | 11 kV | 630 | TNB | DISTRIBUTION |  | TAMCO | VK-10J20D | MAJU JAYA NO.3 | 300046892 | WKLC/PPU/G00035/NB11 | 11 | CLOSED | PPU MPAJ | KUALA LUMPUR PUSAT | TAMCO | INST |  | Pass | null
416759249 | Existing | 46477 | VACUUM | 11 kV | 630 | TNB | DISTRIBUTION |  |  | 12A20 | SPARE | 300535429 | WKLC/PCE/J01715/MB46477 | 46477 | OPEN | RESIDEN M AMPANG | KUALA LUMPUR PUSAT | EPE | INST | YTBC | Pass | null
377363065 | Existing | 1P5 | VACUUM | 33 kV | 1 | TNB | DISTRIBUTION |  | SIEMENS | 8DB 10 | 1P5-PPU BANK NEGARA | 300044278 | WKLC/PPU/G00009/MB1P5 | 1P5 | CLOSED | PPU JALAN RODGER | KUALA LUMPUR PUSAT | SIEMENS | INST |  | Pass | null
417794272 | Existing | 45241 | VACUUM | 11 kV | 630 | TNB | DISTRIBUTION |  |  | 3AH5103-1 | P/E TAMAN MALURI NO 4 | 311406952 | WKLC/PCE/J01692/MB45241 | 45241 | OPEN | AMAYA | KUALA LUMPUR PUSAT | ITEM | INST | YTBC | Pass | null
377363001 | Existing | 2HO | VACUUM | 33 kV | 1 | TNB | DISTRIBUTION |  | SIEMENS | 8DB 10 | 2HO-15MVA TX2 | 300044279 | WKLC/PPU/G00009/MB2HO | 2HO | CLOSED | PPU JALAN RODGER | KUALA LUMPUR PUSAT | SIEMENS | INST |  | Pass | null
418159641 | Existing | 40420 | VACUUM | 11 kV | 630 | TNB | DISTRIBUTION |  |  | VFT12 | PENGGUNA 11 KV NO.2 | 300284590 | WKLC/PCE/J01502/MB40420 | 40420 | CLOSED | JUTAWARNA JLN MADGE | KUALA LUMPUR PUSAT | EPE | INST |  | Pass | null
418523878 | Existing | 32598 | VACUUM | 11 kV | 630 | TNB | DISTRIBUTION |  |  | HICLAD 12A20 | SPARE | 300244838 | WKLC/PCE/J01151/MB32598 | 32598 | OPEN | JLN DAGANG 4 TMN DAGANG | KUALA LUMPUR PUSAT | EPE | INST |  | Pass | null
411336585 | Existing | 21106 | VACUUM | 11 kV | 630 | TNB | DISTRIBUTION |  |  | 3AH5 103-2 | JALAN GEREJA | 300246035 | WKLC/PCE/J00305/MB21106 | 21106 | CLOSED | MENARA AIA JLN BKT NENAS | KUALA LUMPUR PUSAT | ITEM | INST |  | Pass | null
417441448 | Existing | 3285 | VACUUM | 11 kV | 630 | TNB | DISTRIBUTION |  |  | 12A20 | P/UTAMA JLN RODGER | 300244970 | WKLC/PCE/J01048/MB3285 | 3285 | CLOSED | BALAI POLIS JLN BANDAR | KUALA LUMPUR PUSAT | EPE | INST |  | Pass | null
418338665 | Existing |  | VACUUM | 11 kV | 0 | TNB | DISTRIBUTION |  |  |  |  | 300245184 | WKLC/PCE/J00278/MB33795 | 33795 | CLOSED | GALAXY AMPANG JLN DAGANG | KUALA LUMPUR PUSAT |  |  |  | Pass | null
417789695 | Existing | 40909 | VACUUM | 11 kV | 630 | TNB | DISTRIBUTION |  |  | HV-12 | SPARE | 300268701 | WKLC/PCE/J01449/MB40909 | 40909 | CLOSED | ICON JLN TUN RAZAK | KUALA LUMPUR PUSAT | TOPRANK | INST |  | Pass | null
419198877 | Existing | 5078 | VACUUM | 11 kV | 630 | TNB | DISTRIBUTION |  |  | HV-12 | WISMA SPS | 300063684 | WKLC/PCE/J00455/MB5078 | 5078 | CLOSED | SG WANG PLAZA | KUALA LUMPUR PUSAT | TOPRANK | INST |  | Pass | null
418932780 | Existing | 19349 | VACUUM | 11 kV | 630 | TNB | DISTRIBUTION |  |  | VMH12 | PANGSAPURI VISTA DAMAI NO 2 | 300062143 | WKLC/PCE/J00178/MB19349 | 19349 | CLOSED | PANGSAPURI VISTA DAMAI N0.1 | KUALA LUMPUR PUSAT | LKH | INST |  | Pass | null
417093859 | Existing | 12714 | VACUUM | 11 kV | 630 | TNB | DISTRIBUTION |  |  | VK 10J20H | WISMA PERKASA | 300063917 | WKLC/PCE/J00500/MB12714 | 12714 | CLOSED | MENARA IMC | KUALA LUMPUR PUSAT | TAMCO | INST |  | Pass | null
377590214 | Existing | VCB34 | VACUUM | 11 kV | 2 | TNB | DISTRIBUTION |  | TAMCO | VK 10P 25D | BUS COUPLER | 300044713 | WKLC/PPU/G00024/NB34 | 34 | CLOSED | PPU STAR HILL | KUALA LUMPUR PUSAT | TAMCO | INST |  | Pass | null
416995176 | Existing | 7659 | VACUUM | 11 kV | 630 | TNB | DISTRIBUTION |  |  | VBH-124-40 | UBN PPURI | 300062749 | WKLC/PCE/J00289/MB7659 | 7659 | CLOSED | UBN TOWER | KUALA LUMPUR PUSAT | AICHI | INST |  | Pass | null
418026426 | Existing | 39073 | VACUUM | 11 kV | 630 | TNB | DISTRIBUTION |  |  | VK 10J20H | P/E SZE CHUAN RESTORAN | 300286714 | WKLC/PCE/J01538/MB39073 | 39073 | CLOSED | SSU BLOK A ONE RESIDENCY JALAN NAGASARI | KUALA LUMPUR PUSAT | TAMCO | INST |  | Pass | null
417076257 | Existing | 9620 | VACUUM | 11 kV | 630 | TNB | DISTRIBUTION |  |  | VFT12 | YOW CHUAN PLAZA NO 1 | 300064097 | WKLC/PCE/J00534/MB9620 | 9620 | CLOSED | YOW CHUAN PLAZA NO.2 | KUALA LUMPUR PUSAT | EPE | INST |  | Pass | null
377375673 | Existing | VCB16 | VACUUM | 11 kV | 630 | TNB | DISTRIBUTION |  | EPE | VFT-12 | LOCAL TX 300KVA | 300285797 | WKLC/PPU/G00032/NB16 | 16 | CLOSED | PPU HOSPITAL AMPANG | KUALA LUMPUR PUSAT | EPE | INST |  | Pass | null
416586740 | Existing | 8745 | VACUUM | 11 kV | 630 | TNB | DISTRIBUTION |  |  | B-1/49 | TRANSFORMER 1 | 300244904 | WKLC/PCE/J01083/MB8745 | 8745 | CLOSED | TELEKOM BKT PETALING | KUALA LUMPUR PUSAT | EPE | INST |  | Pass | null
377673381 | Existing | 8L5 | VACUUM | 33 kV | 1 | TNB | DISTRIBUTION |  | TAMCO | N/A | SPARE | 300043990 | WKLC/PMU/G00007/MB8L5 | 8 | OPEN | PMU PANDAN MAJU 132/33/11KV | KUALA LUMPUR PUSAT | TAMCO | INST |  | Pass | null
415092614 | Existing | 49488 | VACUUM | 11 kV | 630 | TNB | DISTRIBUTION |  |  | VK 10J20H | PPU TELEKOM BRICKFIELD CB3 | 311279654 | WKLC/PCE/J01742/MB49488 | 49488 | CLOSED | PE ALILA JLN ANG SENG | KUALA LUMPUR PUSAT | TAMCO | INST | YTBC | Pass | null
377523939 | Existing | 2TO | VACUUM | 33 kV | 2 | TNB | DISTRIBUTION |  | TAMCO | VY30P25D | INCOMER NO2 | 300044016 | WKLC/PMU/G00008/MB2TO | 2TO | CLOSED | PMU PUDU ULU 132/33/11KV | KUALA LUMPUR PUSAT | TAMCO | INST |  | Pass | null
416840088 | Existing | 30275 | VACUUM | 11 kV | 630 | TNB | DISTRIBUTION |  |  | HICLAD12A20 | TX 2 | 300061405 | WKLC/PCE/J00042/MB30275 | 30275 | CLOSED | RUMAH PANGSA SEDERHANA 5 TKT BKT. INDAH | KUALA LUMPUR PUSAT | EPE | INST |  | Pass | null
412271901 | Existing | 29485 | VACUUM | 11 kV | 630 | TNB | DISTRIBUTION |  |  | 8BK-88 | P/E SUN COMPLEX | 300063546 | WKLC/PCE/J00432/MB29485 | 29485 | CLOSED | GLOBE SOURCE JLN 1/77B | KUALA LUMPUR PUSAT | ITEM | INST |  | Pass | null
417961513 | Existing | 35650 | VACUUM | 11 kV | 630 | TNB | DISTRIBUTION |  |  | VK10J25H | RMH PGSA LOT IND RGN LMBAH JAY | 300245759 | WKLC/PCE/J01328/MB35650 | 35650 | CLOSED | LOT INDUSTRI RINGAN LEMBAH JAYA SELATAN | KUALA LUMPUR PUSAT | TAMCO | INST |  | Pass | null
403305869 | Existing | 30692 | VACUUM | 11 kV | 630 | TNB | DISTRIBUTION |  |  | VFT-12-106 | NO 2 KONDO OAKCEAF PARK TAMAN | 300244950 | WKLC/PCE/J00931/MB30692 | 30692 | CLOSED | NO.1 KONDO OAKLEAF PARK PERS | KUALA LUMPUR TIMUR | EPE | INST |  | Fail | Please check "Operational Area"
378401529 | Existing |  | VACUUM | 33 kV | 0 | TNB | DISTRIBUTION | [7 empty] | CLOSED | SSU VENUS ASSET | KUALA LUMPUR PUSAT |  |  |  | Pass | null
412305735 | Existing | 18749 | VACUUM | 11 kV | 630 | TNB | DISTRIBUTION |  |  | VMH12 | PPU BSKL | 300061619 | WKLC/PCE/J00081/MB18749 | 18749 | CLOSED | BANGUNAN KLSE EXCHANGE SQUARE | KUALA LUMPUR PUSAT | LKH HSS | INST |  | Pass | null
377591537 | Existing | 2HO | VACUUM | 33 kV | 1 | TNB | DISTRIBUTION |  | TAMCO | 30M25D | 2HO - 30 MVA TX2 | 300044756 | WKLC/PPU/G00026/MB2HO | 2HO | CLOSED | PPU TAMAN KOSAS | KUALA LUMPUR PUSAT | TAMCO | INST |  | Pass | null
377592138 | Existing | VCB8 | VACUUM | 33 kV | 630 | TNB | DISTRIBUTION |  | TAMCO | VK 10J 20D | P/E PANDAN INDAH NO.9 | 300044802 | WKLC/PPU/G00027/NB8 | 8 | CLOSED | PPU TASIK TAMBAHAN | KUALA LUMPUR PUSAT | TAMCO | INST |  | Pass | null
377395832 | Existing | 1WO | VACUUM | 33 kV | 2 | TNB | DISTRIBUTION |  | TAMCO | GV30P25D | BUS COUPLER | 300286424 | WKLC/PPU/G00013/MB1WO | 1WO | CLOSED | PPU KLCC | KUALA LUMPUR PUSAT |  | INST |  | Pass | null
378148051 | Existing | 7L5 | VACUUM | 33 kV | 1 | TNB | DISTRIBUTION |  | EPE | VJ-32DBB | PPU BKT BINTANG | 300043913 | WKLC/PMU/G00004/MB7L5 | 7L5 | CLOSED | PMU JALAN IMBI 132/33/11KV | KUALA LUMPUR PUSAT |  | INST |  | Pass | null
419751416 | Existing | 12302 | VACUUM | 11 kV | 630 | TNB | DISTRIBUTION |  |  | VK10J20H | PALM VILLA CONDO | 300061923 | WKLC/PCE/J00136/MB12302 | 12302 | CLOSED | TAMAN SRI AMPANG HILIR NO.2 | KUALA LUMPUR PUSAT | TAMCO | INST |  | Pass | null
417016605 | Existing | 13586 | VACUUM | 11 kV | 630 | TNB | DISTRIBUTION |  |  | VFT-12 | TX | 300066127 | WKLC/PCE/J00887/MB13586 | 13586 | CLOSED | PUTERI PARK PLAZA | KUALA LUMPUR PUSAT | EPE | INST |  | Pass | null
399191746 | Existing | 33189 | VACUUM | 11 kV | 630 | TNB | DISTRIBUTION |  |  | HV-12 | PENGGUNA 11KV SEMENTARA | 300245645 | WKLC/PCE/J00076/MB33189 | 33185 | CLOSED | BALAI BOMBA JLN JELATEK | KUALA LUMPUR TIMUR | TOSHIBA | INST |  | Fail | Please check "Operational Area"
377962774 | Existing | 3S5 | VACUUM | 33 kV | 1 | TNB | DISTRIBUTION |  | ITEM | 8DB 10 | PMU KLCC | 300451572 | WKLC/SSU/G00014/MB3S5 | 3S5 | CLOSED | SSU BINJAI | KUALA LUMPUR PUSAT | ITEM | INST |  | Pass | null
377377661 | Existing | 1SO | VACUUM | 33 kV | 2 | TNB | DISTRIBUTION |  | ITEM | 8DB 10 | 1S0 - BUS SECTION | 300454793 | WKLC/PPU/G00041/MB1SO | 1S0 | CLOSED | PPU SG PURUN | KUALA LUMPUR PUSAT | ITEM | INST |  | Pass | null
417651653 | Existing | 12669 | VACUUM | 11 kV | 630 | TNB | DISTRIBUTION |  |  | HV-12 | WISMA INAI | 300064189 | WKLC/PCE/J00551/MB12669 | 12669 | OPEN | THE FORUM | KUALA LUMPUR PUSAT | TOSHIBA | INST |  | Pass | null
415809528 | Existing | 42811 | VACUUM | 11 kV | 630 | TNB | DISTRIBUTION |  |  | VK 10J20H | TX1 | 300291232 | WKLC/PCE/J01557/MB42811 | 41811 | CLOSED | KONDO EMBASSYVIEW NO.1 JLN AMPANG | KUALA LUMPUR PUSAT | TAMCO | INST |  | Pass | null
384300246 | Existing |  | VACUUM | 33 kV | 0 | TNB | DISTRIBUTION | [6 empty] | 1SO | OPEN | SSU KLST | KUALA LUMPUR PUSAT |  |  |  | Pass | null
377692777 | Existing | VCB10 | VACUUM | 11 kV | 630 | TNB | DISTRIBUTION |  | EPE | VFT12D | P/E SSU MID VALLEY APPT NO1 | 300043961 | WKLC/PMU/G00006/NB10 | 10 | CLOSED | PMU MID VALLEY 132/33/11KV | KUALA LUMPUR PUSAT | EPE | INST |  | Pass | null
412335689 | Existing | 36587 | VACUUM | 11 kV | 630 | TNB | DISTRIBUTION |  |  | VK 10J25H | TX2 | 300291246 | WKLC/PCE/J01559/MB36587 | 36587 | CLOSED | UNITED ENGINEERS NO.3 | KUALA LUMPUR PUSAT | TAMCO | INST |  | Pass | null
417046719 | Existing |  | VACUUM | 11 kV | 0 | TNB | DISTRIBUTION | [6 empty] | 14 | CLOSED |  | KUALA LUMPUR PUSAT |  |  |  | Pass | null
377399310 | Existing | VCB34 | VACUUM | 11 kV | 2 | TNB | DISTRIBUTION |  | TAMCO | VK 10P25D | BUS COUPLER | 300286492 | WKLC/PPU/G00018/NB34 | 34 | CLOSED | PPU NARAJAYA | KUALA LUMPUR PUSAT | TAMCO | INST |  | Pass | null
377558243 | Existing | VCB34 | VACUUM | 11 kV | 2 | TNB | DISTRIBUTION |  | TAMCO | VK 10P25D | BUS COUPLER | 300044634 | WKLC/PPU/G00021/NB34 | 34 | CLOSED | PPU PHILEO | KUALA LUMPUR PUSAT | TAMCO | INST |  | Pass | null
416775865 | Existing | 12076 | VACUUM | 11 kV | 630 | TNB | DISTRIBUTION |  |  | VK10J20H | ARAB MALAYSIAN | 300063835 | WKLC/PCE/J00483/MB12076 | 12076 | CLOSED | WISMA GOLDHILL | KUALA LUMPUR PUSAT | TAMCO | INST |  | Pass | null
416775705 | Existing | 7574 | VACUUM | 11 kV | 630 | TNB | DISTRIBUTION |  |  | VK 10J20H | CONSUMER | 10001065 | WKLC/PCE/J00190/MB7574 | 7574 | CLOSED | WISMA GENTING | KUALA LUMPUR PUSAT | TAMCO | INST |  | Pass | null
412306268 | Existing | 46689 | VACUUM | 11 kV | 630 | TNB | DISTRIBUTION |  |  | 12A20 | LAMAN CEYLON 2 JLN CEYLON | 300537577 | WKLC/PCE/J01774/MB4 | 46689 | CLOSED | 6 CEYLON JLN CEYLON | KUALA LUMPUR PUSAT | EPE | INST | YTBC | Pass | null
411731612 | Existing | 21673 | VACUUM | 11 kV | 630 | TNB | DISTRIBUTION |  |  | 3AH5 103-2 | PERUMAHAN AWAM & TENTERA NO 1 | 300244999 | WKLC/PCE/J00297/MB21673 | 21673 | CLOSED | RITCHIE COURT JLN RITCHIE OFF JLN AMPANG | KUALA LUMPUR PUSAT | ITEM | INST |  | Pass | null
418761530 | Existing | 2745 | VACUUM | 11 kV | 630 | TNB | DISTRIBUTION |  |  | SBV4 | TX1 | 300064065 | WKLC/PCE/J00529/MB2745 | 2745 | CLOSED | BANGUNAN MING | KUALA LUMPUR PUSAT | MAHKOTA | INST |  | Pass | null
378160563 | Existing |  | VACUUM | 33 kV | 0 | TNB | DISTRIBUTION | [6 empty] | 3S5 | CLOSED | SSU IKANO | KUALA LUMPUR PUSAT |  |  |  | Pass | null
412045270 | Existing | 45230 | VACUUM | 11 kV | 630 | TNB | DISTRIBUTION |  |  | VHIH | PPU MIHARJA | 311297375 | WKLC/PCE/J00344/MB45230 | 45230 | OPEN | UNITED SAGAWA | KUALA LUMPUR PUSAT | TAMCO | DLFL INST | YTBC | Pass | null
418735118 | Existing | 598 | VACUUM | 11 kV | 630 | TNB | DISTRIBUTION |  |  | VK10J20H | SPARE | 300065532 | WKLC/PCE/J00790/MB598 | 598 | OPEN | PE FEDERAL HOTEL | KUALA LUMPUR PUSAT | TAMCO | INST |  | Pass | null
417480677 | Existing |  | VACUUM | 11 kV | 0 | TNB | DISTRIBUTION |  |  |  |  | 311554855 | WKLC/PCE/J01889/MB52484 | 52484 | OPEN | SSU MENARA PRUDENTIAL 2 | KUALA LUMPUR PUSAT | TOSHIBA | INST | YTBC | Pass | null
417931009 | Existing | VCB1 | VACUUM | 11 kV | 630 | TNB | DISTRIBUTION |  |  | GV3 | VCB 1 - SSU 3A ECO CITY | 311754111 | WKLC/PPU/G00051/NB3 | 3 | OPEN | PPU TRX CITY NO.1 D-PZW-S17-9277 | KUALA LUMPUR PUSAT | TAMCO | INST | YTBC | Pass | null
415092402 | Existing | 5763 | VACUUM | 11 kV | 630 | TNB | DISTRIBUTION |  |  | 12A20 | PENGGUNA 11KV | 10000917 | WKLC/PCE/J01269/MB5763 | 5763 | CLOSED | BRICKFIELD NO.2 | KUALA LUMPUR PUSAT | EPE | INST |  | Pass | null
418270401 | Existing | 50317 | VACUUM | 11 kV | 630 | TNB | DISTRIBUTION |  |  | 3AH5 104-2 | PE RMU JLN RODGER | 311279619 | WKLC/PCE/J01789/MB50317 | 50317 | CLOSED | SSU JALAN RODGER | KUALA LUMPUR PUSAT | ITEM | INST | YTBC | Pass | null
416775900 | Existing | 7738 | VACUUM | 11 kV | 630 | TNB | DISTRIBUTION |  |  | VBH-124-40 | PPU MAS | 300063842 | WKLC/PCE/J00484/MB7738 | 7738 | CLOSED | MENARA AETHNA | KUALA LUMPUR PUSAT | AICHI | INST |  | Pass | null
411731647 | Existing | 21674 | VACUUM | 11 kV | 630 | TNB | DISTRIBUTION |  |  | 3AH5 103-2 | PUSAT PERUBATAN GLENEAGLES NO | 300245000 | WKLC/PCE/J00297/MB21674 | 21674 | CLOSED | RITCHIE COURT JLN RITCHIE OFF JLN AMPANG | KUALA LUMPUR PUSAT | ITEM | INST |  | Pass | null
377363825 | Existing | VCB8 | VACUUM | 11 kV | 630 | TNB | DISTRIBUTION |  | TAMCO | VK-10J20D | VCB8-WISMA PUTRA | 300044271 | WKLC/PPU/G00008/NB8 | 8 | CLOSED | PPU JALAN PUDU | KUALA LUMPUR PUSAT |  | INST |  | Pass | null
415092618 | Existing | 49490 | VACUUM | 11 kV | 630 | TNB | DISTRIBUTION |  |  | VK 10J20H | LOOPING | 311279653 | WKLC/PCE/J01742/MB49490 | 49490 | OPEN | PE ALILA JLN ANG SENG | KUALA LUMPUR PUSAT | TAMCO | INST | YTBC | Pass | null
377520140 | Existing | VCB32 | VACUUM | 11 kV | 2 | TNB | DISTRIBUTION |  | TAMCO | VK 10P 25H | 30MVA TX2 | 300044208 | WKLC/PPU/G00006/NB32 | 32 | CLOSED | PPU GREAT EASTERN | KUALA LUMPUR PUSAT |  | INST |  | Pass | null
377520268 | Existing | VCB7 | VACUUM | 11 kV | 630 | TNB | DISTRIBUTION |  | TAMCO | VK 10J 20D | BGN PERKESO JLN AMPANG TENGAH | 300044212 | WKLC/PPU/G00006/NB7 | 7 | CLOSED | PPU GREAT EASTERN | KUALA LUMPUR PUSAT |  | INST |  | Pass | null
419177221 | Existing | 22466 | VACUUM | 11 kV | 630 | TNB | DISTRIBUTION |  |  | VK10J20H | TX | 300245100 | WKLC/PCE/J00070/MB22466 | 22466 | CLOSED | KONDO 6/8 PERS HAMPSHIRE JLN AMPANG | KUALA LUMPUR PUSAT | TAMCO | INST |  | Pass | null
405319309 | Existing | 42397 | VACUUM | 11 kV | 630 | TNB | DISTRIBUTION |  |  | 3AH5103-1 | PPU UKAY PERDANA | 300066509 | WKLC/PCE/J00953/MB42397 | 42397 | CLOSED | BEVERLY HEIGHT NO.2 PINGGIRAN UKAY | KUALA LUMPUR TIMUR | ITEM | INST |  | Fail | Please check "Operational Area"
416595844 | Existing | 48968 | VACUUM | 11 kV | 630 | TNB | DISTRIBUTION |  |  | VK 10J20H |  | 311279630 | WKLC/PCE/J01455/MB48968 | 48968 | OPEN | THE ROYALE CHULAN HOTEL | KUALA LUMPUR PUSAT | TAMCO | INST | YTBC | Pass | null
377979685 | Existing | 2WO | VACUUM | 33 kV | 2 | TNB | DISTRIBUTION |  | TAMCO | VY-30P25D | 2WO-BUS COUPLER | 300044914 | WKLC/SSU/G00002/MB2WO | 2WO | CLOSED | SSU KLCC NO.2 | KUALA LUMPUR PUSAT | TAMCO | INST |  | Pass | null
417930765 | Existing | VCB1 | VACUUM | 11 kV | 630 | TNB | DISTRIBUTION |  |  | GV3 | VCB 1 - SSU 3A ECO CITY | 311754114 | WKLC/PPU/G00051/NB6 | 6 | OPEN | PPU TRX CITY NO.1 D-PZW-S17-9277 | KUALA LUMPUR PUSAT | TAMCO | INST | YTBC | Pass | null
418163342 | Existing | 1887 | VACUUM | 11 kV | 630 | TNB | DISTRIBUTION |  |  | VK10J20H | TRANSFORMER | 300244780 | WKLC/PCE/J01013/MB1887 | 1887 | CLOSED |  | KUALA LUMPUR PUSAT | TAMCO | INST |  | Pass | null
412254881 | Existing | 48176 | VACUUM | 11 kV | 630 | TNB | DISTRIBUTION |  |  | VFT-12 | TX | 311297256 | WKLC/PCE/J01634/MB48176 | 48176 | CLOSED | PE THE HORIZON JLN TUN RAZAK | KUALA LUMPUR PUSAT | EPE | INST | YTBC | Pass | null
377950421 | Existing | VCB5 | VACUUM | 11 kV | 630 | TNB | DISTRIBUTION |  | TAMCO | VK 10J25H | SPARE | 310105011 | WKLC/PPU/G00046/NB5 | 5 | OPEN | PPU GRAND HYATT | KUALA LUMPUR PUSAT | TAMCO | INST | YTBC | Pass | null
377951118 | Existing | VCB5 | VACUUM | 11 kV | 630 | TNB | DISTRIBUTION |  | ITEM | 3AH5 104-2 | PE ALILA JLN ANG SENG | 310104866 | WKLC/PPU/G00040/NB5 | 5 | CLOSED | PPU BANK KERJASAMA RAKYAT | KUALA LUMPUR PUSAT | ITEM | INST | YTBC | Pass | null
415749384 | Existing | 33316 | VACUUM | 11 kV | 630 | TNB | DISTRIBUTION |  |  | VK10J20H | PENGGUNA 11KV | 300245174 | WKLC/PCE/J01135/MB33316 | 33316 | CLOSED | SSU KLCC CONVENTION EXHIBITION CENTRE | KUALA LUMPUR PUSAT | TAMCO | INST |  | Pass | null
416002892 | Existing | 21386 | VACUUM | 11 kV | 630 | TNB | DISTRIBUTION |  |  | 8BK-88 B1 | TX 1000 KVA TAP 2 | 311279587 | WKLC/PCE/J00173/MB21386 | 21386 | CLOSED | SRI SE EKAR JALAN UTHANT | KUALA LUMPUR PUSAT | ITEM | INST | YTBC | Pass | null
416870144 | Existing | 30640 | VACUUM | 11 kV | 630 | TNB | DISTRIBUTION |  |  | SBV 4 A1 | APT KOS RENDAH JLN NIWANA | 300245093 | WKLC/PCE/J00079/MB30640 | 30640 | OPEN | RUMAH PANGSA KOS RENDAH 6 TKT TMN NIRWA | KUALA LUMPUR PUSAT | GEC | INST |  | Pass | null
418875442 | Existing | 46724 | VACUUM | 11 kV | 630 | TNB | DISTRIBUTION |  |  | SBK-88E | PAN GLOBAL | 300537548 | WKLC/PCE/J01772/MB1 | 46724 | OPEN | PLAZA ATRIUM LORONG P RAMLEE | KUALA LUMPUR PUSAT | ITEM | INST | YTBC | Pass | null
416840087 | Existing | 30274 | VACUUM | 11 kV | 630 | TNB | DISTRIBUTION |  |  | HICLAD12A20 | SEK MEN BUKIT INDAH | 300061404 | WKLC/PCE/J00042/MB30274 | 30274 | CLOSED | RUMAH PANGSA SEDERHANA 5 TKT BKT. INDAH | KUALA LUMPUR PUSAT | EPE | INST |  | Pass | null
417145568 | Existing | 40178 | VACUUM | 11 kV | 630 | TNB | DISTRIBUTION |  |  | HV-12 | 11KV CONSUMER | 311297234 | WKLC/PCE/J01431/MB40178 | 40178 | CLOSED | OVAL WEST | KUALA LUMPUR PUSAT | TOPRANK | INST | YTBC | Pass | null
377555425 | Existing | VCB14 | VACUUM | 11 kV | 630 | TNB | DISTRIBUTION |  | TAMCO | VK 10J 20D | BINJAI 8 LORONG BINJAI | 300044541 | WKLC/PPU/G00018/NB14 | 14 | CLOSED | PPU NARAJAYA | KUALA LUMPUR PUSAT | TAMCO | INST |  | Pass | null
417093403 | Existing | 9025 | VACUUM | 11 kV | 630 | TNB | DISTRIBUTION |  |  | 8BK-88 | CONSUMER | 300064058 | WKLC/PCE/J00528/MB9025 | 9025 | CLOSED | WELD SUPERMARKET | KUALA LUMPUR PUSAT | ITEM | INST |  | Pass | null
417571848 | Existing | 22077 | VACUUM | 11 kV | 630 | TNB | DISTRIBUTION |  |  | N/A | TX 2 | 300066591 | WKLC/PCE/J00969/MB22077 | 22077 | CLOSED | JLN 6/8 TMN KOMERSIAL PANDAN INDAH | KUALA LUMPUR PUSAT | SIEMENS | INST |  | Pass | null
419275145 | Existing | 36852 | VACUUM | 11 kV | 630 | TNB | DISTRIBUTION |  |  | VK10J20H | TX 2 | 311297183 | WKLC/PCE/J01384/MB36852 | 36852 | CLOSED | BLOCK B AMPANG PRIMA JLN WAWASAN 2 | KUALA LUMPUR PUSAT | TAMCO | INST | YTBC | Pass | null
412305894 | Existing | 14028 | VACUUM | 11 kV | 630 | TNB | DISTRIBUTION |  |  | VK10J20H | TX | 300062754 | WKLC/PCE/J00290/MB14028 | 14028 | CLOSED | MENARA BKT CEYLON | KUALA LUMPUR PUSAT | TAMCO | INST |  | Pass | null
417132718 | Existing |  | VACUUM | 11 kV | 630 | TNB | DISTRIBUTION |  |  | 8BK88E |  | 300546411 | WKLC/PCE/J01314/MB1 | 3772 | CLOSED | D-KLC-C16-5931 | KUALA LUMPUR PUSAT | ITEM | INST | YTBC | Pass | null
377396496 | Existing | 2P5 | VACUUM | 33 kV | 1 | TNB | DISTRIBUTION |  | ABB | N/A | SSU KL PAVILION | 300044425 | WKLC/PPU/G00014/MB2P5 | 2P5 | OPEN | PPU LOW YATT | KUALA LUMPUR PUSAT | ABB | INST |  | Pass | null
377396592 | Existing | VCB11 | VACUUM | 11 kV | 630 | TNB | DISTRIBUTION |  | ABB | VD4E 1206 P 20 | MSB LOW YATT NO 2 | 300044431 | WKLC/PPU/G00014/NB11 | 11 | CLOSED | PPU LOW YATT | KUALA LUMPUR PUSAT | ABB | INST |  | Pass | null
378148683 | Existing | 11L5 | VACUUM | 33 kV | 1 | TNB | DISTRIBUTION |  | TAMCO | GV 30M 25D | SPARE | 300286619 | WKLC/PMU/G00004/MB11L5 | 11L5 | CLOSED | PMU JALAN IMBI 132/33/11KV | KUALA LUMPUR PUSAT |  | INST |  | Pass | null
418446836 | Existing | 40621 | VACUUM | 11 kV | 630 | TNB | DISTRIBUTION |  |  | VK 10J20H | SPARE | 311279590 | WKLC/PCE/J00448/MB40621 | 40621 | CLOSED | PE WISMA MPI | KUALA LUMPUR PUSAT | TAMCO | INST | YTBC | Pass | null
417797614 | Existing | 14130 | VACUUM | 11 kV | 630 | TNB | DISTRIBUTION |  |  | VK10J20H | PPU PANDAN JAYA | 300066345 | WKLC/PCE/J00922/MB14130 | 14130 | CLOSED | PANDAN INDAH ABRA N0.7 | KUALA LUMPUR PUSAT | TAMCO | INST |  | Pass | null
378148811 | Existing | VCB12 | VACUUM | 11 kV | 630 | TNB | DISTRIBUTION |  | EPE | VFT12D | P/E LOT 10 |  |  | 14 | CLOSED | PMU JALAN IMBI 132/33/11KV | KUALA LUMPUR PUSAT |  |  |  | Pass | null
411730192 | Existing | 22445 | VACUUM | 11 kV | 630 | TNB | DISTRIBUTION |  |  | SBV-4 | TAMAN CAHAYA JEBCON 1 | 300061862 | WKLC/PCE/J00121/MB22445 | 22445 | CLOSED | INDUSTRIAN RINGAN TMN CAHAYA | KUALA LUMPUR PUSAT | GEC | INST |  | Pass | null
420005620 | Existing | 11664 | VACUUM | 11 kV | 630 | TNB | DISTRIBUTION |  |  | VFT12 | TRANSFORMER 1 | 300244890 | WKLC/PCE/J01231/MB11664 | 11664 | CLOSED | TAMAN MIHARJA NO.3 | KUALA LUMPUR PUSAT | EPE | INST |  | Pass | null
415604059 | Existing | 50436 | VACUUM | 11 kV | 630 | TNB | DISTRIBUTION |  |  | VK10J20H | SSU ROBERTSON RESIDENCE NO 1 | 311302179 | WKLC/PCE/J01788/MB50436 | 50436 | CLOSED | SSU Robertson Residence No. 2 | KUALA LUMPUR PUSAT | TAMCO | INST | YTBC | Pass | null
412177915 | Existing | 40567 | VACUUM | 11 kV | 630 | TNB | DISTRIBUTION |  |  | VFT 12 | JALAN MARSH | 300284409 | WKLC/PCE/J01499/MB40567 | 40567 | OPEN | HOTEL SENTRAL JLN THAMBIPILLAI B/FIELDS | KUALA LUMPUR PUSAT | EPE | INST |  | Pass | null
378160032 | Existing | 3P5 | VACUUM | 33 kV | 1 | TNB | DISTRIBUTION |  | EPE | VGA-32 | 3P5 - PPU PANDAN INDAH | 310104880 | WKLC/PPU/G00043/MB6 | 1WO | CLOSED | PPU BANGUNAN MAS BARU | KUALA LUMPUR PUSAT |  |  |  | Pass | null
416745974 | Existing | 12842 | VACUUM | 11 kV | 630 | TNB | DISTRIBUTION |  |  | VK10J25H | P/U APSC | 300065366 | WKLC/PCE/J00762/MB12842 | 12842 | CLOSED | AMPANG POINT | KUALA LUMPUR PUSAT | TAMCO | INST |  | Pass | null
416832472 | Existing | 16946 | VACUUM | 11 kV | 630 | TNB | DISTRIBUTION |  |  | VK 10J20H | PENGGUNA | 10001072 | WKLC/PCE/J00133/MB16946 | 16946 | CLOSED | RHB NO.2 | KUALA LUMPUR PUSAT | TAMCO | INST |  | Pass | null
409119487 | Existing | 7L5 | VACUUM | 33 kV | 1 | TNB | DISTRIBUTION |  |  | GV 30M 25D | SPARE | 311162444 | WKLS/PMU/G00007/MB7L5 | 7L5 | OPEN | PMU SUN CITY | KUALA LUMPUR PUSAT | TAMCO | INST | YTBC | Pass | null
417953200 | Existing | 37643 | VACUUM | 11 kV | 630 | TNB | DISTRIBUTION |  |  | VK10J25H | TX 2 | 311297296 | WKLC/PCE/J01118/MB37643 | 37643 | CLOSED | RUMAH PANGSA KOS RENDAH SAUJANA AMPANG | KUALA LUMPUR PUSAT | TAMCO | INST | YTBC | Pass | null
415809527 | Existing | 42809 | VACUUM | 11 kV | 630 | TNB | DISTRIBUTION |  |  | VK 10J20H | LORONG ENAU | 300291234 | WKLC/PCE/J01557/MB42809 | 42809 | CLOSED | KONDO EMBASSYVIEW NO.1 JLN AMPANG | KUALA LUMPUR PUSAT | TAMCO | INST |  | Pass | null
384300213 | Existing |  | VACUUM | 33 kV | 0 | TNB | DISTRIBUTION | [6 empty] | H07 | CLOSED | SSU KLST | KUALA LUMPUR PUSAT |  |  |  | Pass | null
377301558 | Existing | 5S5 | VACUUM | 33 kV | 1 | TNB | DISTRIBUTION |  | ITEM | 8DB 10 | 5S5-IMBI | 300287107 | WKLC/SSU/G00007/MB5S5 | 5S5 | CLOSED | SSU PAVILLION | KUALA LUMPUR PUSAT | ITEM | INST |  | Pass | null
377398548 | Existing | 1P5 | VACUUM | 33 kV | 1 | TNB | DISTRIBUTION |  | TAMCO | VY 30M 25D | 1P5 - PUDU ULU | 300044502 | WKLC/PPU/G00017/MB1P5 | 1P5 | OPEN | PPU MIHARJA | KUALA LUMPUR PUSAT | TAMCO | INST |  | Pass | null
377398772 | Existing | VCB1 | VACUUM | 11 kV | 630 | TNB | DISTRIBUTION |  | TAMCO | VK 10J 20D | TAMAN MALURI 3A | 300044508 | WKLC/PPU/G00017/NB1 | 1 | CLOSED | PPU MIHARJA | KUALA LUMPUR PUSAT | TAMCO | INST |  | Pass | null
377399405 | Existing | 2HO | VACUUM | 33 kV | 1 | TNB | DISTRIBUTION |  | TAMCO | VY 30M 25D | 30 MVA TX2 | 300044532 | WKLC/PPU/G00018/MB2HO | 2HO | CLOSED | PPU NARAJAYA | KUALA LUMPUR PUSAT | TAMCO | INST |  | Pass | null
417935630 | Existing | 40919 | VACUUM | 11 kV | 630 | TNB | DISTRIBUTION |  |  | 8BK-88E A1 | TX 1000KVA | 300270267 | WKLC/PCE/J01470/MB40919 | 40919 | CLOSED | PERMAI RIA JLN PERMAI M | KUALA LUMPUR PUSAT | ITEM | INST |  | Pass | null
377951121 | Existing | 3P5 | VACUUM | 33 kV | 1 | TNB | DISTRIBUTION |  | TAMCO | GV30M25D | 3P5-AMPANG GREAT | 310104822 | WKLC/PPU/G00040/MB5 | 4P5 | OPEN | PPU BANK KERJASAMA RAKYAT | KUALA LUMPUR PUSAT |  |  |  | Pass | null
419532936 | Existing | 46057 | VACUUM | 11 kV | 630 | TNB | DISTRIBUTION |  |  | VFT-12 | PMU IMBI CB10 | 311297379 | WKLC/PCE/J01610/MB46057 | 46057 | CLOSED | NIHON MARKET JLN PASAR BARU | KUALA LUMPUR PUSAT | EPE | INST | YTBC | Pass | null
416969887 | Existing |  | VACUUM | 11 kV | 0 | TNB | DISTRIBUTION | [6 empty] | 52288 | CLOSED | SSU ISKL JLN AMPANG HILIR | KUALA LUMPUR PUSAT |  |  |  | Pass | null
418761529 | Existing | 7202 | VACUUM | 11 kV | 630 | TNB | DISTRIBUTION |  |  | SBV4 | BGN MING JUNIOR | 300064068 | WKLC/PCE/J00529/MB7202 | 7202 | CLOSED | BANGUNAN MING | KUALA LUMPUR PUSAT | MAHKOTA | INST |  | Pass | null
412288822 | Existing | 16231 | VACUUM | 11 kV | 630 | TNB | DISTRIBUTION |  |  | VFT12 | BANGUNAN MAGNUM | 300244816 | WKLC/PCE/J01054/MB16231 | 16231 | CLOSED | SEK MEN STELLA MARIS | KUALA LUMPUR PUSAT | EPE | INST |  | Pass | null
418733723 | Existing | 8748 | VACUUM | 11 kV | 630 | TNB | DISTRIBUTION |  |  | VFT-12 | TX | 300065518 | WKLC/PCE/J00788/MB8748 | 8748 | CLOSED | PE YTL PLAZA | KUALA LUMPUR PUSAT | EPE | INST |  | Pass | null
416613264 | Existing | 46346 | VACUUM | 11 kV | 630 | TNB | DISTRIBUTION |  |  | 8BK-88E A1 | 46347 SSU BERJAYA PARK (LOOP) | 300537522 | WKLC/PCE/J01665/MB5 | 46346 | CLOSED | SSU BERJAYA PARK JLN AMPANG | KUALA LUMPUR PUSAT | ITEM | INST | YTBC | Pass | null
377303642 | Existing | VCB15 | VACUUM | 11 kV | 1 | TNB | DISTRIBUTION |  | TAMCO | VK 10M 20D | LOCAL TX | 300044870 | WKLC/PPU/G00030/NB16 | 15 | CLOSED | PPU UNION SQUARE | KUALA LUMPUR PUSAT |  | INST |  | Pass | null
418490042 | Existing | 36356 | VACUUM | 11 kV | 630 | TNB | DISTRIBUTION |  |  | HV-12 | PANDAN INDAH SUHARTA NO 2 | 300245849 | WKLC/PCE/J01352/MB36356 | 36356 | CLOSED | PANGSAPURI 18 TINGKAT JLN 14C PANDAN IND | KUALA LUMPUR PUSAT | TOPRANK | INST |  | Pass | null
411751834 | Existing | 22184 | VACUUM | 11 kV | 630 | TNB | DISTRIBUTION |  |  | N/A | TX 2 | 10001040 | WKLC/PCE/J00028/MB22184 | 22184 | CLOSED | NO.2 JLN SULAIMAN 3 | KUALA LUMPUR PUSAT | GEC | INST |  | Pass | null
377364489 | Existing | VCB10 | VACUUM | 11 kV | 630 | TNB | DISTRIBUTION |  | TAMCO | VK-10J20DT | BLOK PEJABAT LOT 170 JLN PERAK | 300044226 | WKLC/PPU/G00007/NB10 | 10 | CLOSED | PPU HOTEL ISTANA | KUALA LUMPUR PUSAT | TAMCO | INST |  | Pass | null
418523876 | Existing | 32596 | VACUUM | 11 kV | 630 | TNB | DISTRIBUTION |  |  | HICLAD 12A20 | P/E RUMAH KELAB JLN DAGANG B2 | 300244836 | WKLC/PCE/J01151/MB32596 | 32596 | CLOSED | JLN DAGANG 4 TMN DAGANG | KUALA LUMPUR PUSAT | EPE | INST |  | Pass | null
416681655 | Existing | 46614 | VACUUM | 11 kV | 630 | TNB | DISTRIBUTION |  |  | 8BK-88E-A1 | PE MIDF (BSN) | 300449538 | WKLC/PCE/J01617/MB46614 | 46614 | CLOSED | 188 SUITES 10 JLN CENDANA | KUALA LUMPUR PUSAT | ITEM | INST |  | Pass | null
417634612 | Existing | 6949 | VACUUM | 11 kV | 400 | TNB | DISTRIBUTION |  |  | VBH-124-40 | TRANSFORMER 1 | 300244974 | WKLC/PCE/J01091/MB6949 | 6949 | CLOSED | UDA JALAN PETALING | KUALA LUMPUR PUSAT | AICHI | INST |  | Pass | null
377523052 | Existing | VCB2 | VACUUM | 11 kV | 630 | TNB | DISTRIBUTION |  | TAMCO | VK-10J20D | HOTEL PLAM SQUARE | 300044054 | WKLC/PPU/G00001/NB2 | 2 | CLOSED | PPU AMPANG SPECIALIST CENTRE | KUALA LUMPUR PUSAT | TAMCO | INST |  | Pass | null
409120258 | Existing |  | VACUUM | 11 kV | 0 | TNB | DISTRIBUTION | [6 empty] | 6 | OPEN | PPU SUNCITY D-PZW-S14-9157 | KUALA LUMPUR PUSAT |  |  |  | Pass | null
417197573 | Existing | 16217 | VACUUM | 11 kV | 630 | TNB | DISTRIBUTION |  |  | N/A | TX2 | 300062461 | WKLC/PCE/J00233/MB16217 | 16217 | CLOSED | INSTITUT PROFESIONAL BAITULMAL | KUALA LUMPUR PUSAT | S&S | INST |  | Pass | null
415746634 | Existing |  | VACUUM | 11 kV | 0 | TNB | DISTRIBUTION | [6 empty] | 46157 | CLOSED | MENARA DEWAN BAHASA & PUSTAKA | KUALA LUMPUR PUSAT |  |  |  | Pass | null
417862405 | Existing | N/A | VACUUM | 11 kV | 630 | TNB | DISTRIBUTION |  |  | VFT 12 | CABLE ABANDONED | 300062517 | WKLC/PCE/J00242/MB441 | 441 | OPEN | BALAI POLIS JLN TUN RAZAK | KUALA LUMPUR PUSAT | EPE | INST |  | Pass | null
416303340 | Existing | 48310 | VACUUM | 11 kV | 630 | TNB | DISTRIBUTION |  |  | VK 10J20H | PADAT KG BEREMBANG | 300245928 | WKLC/PCE/J00431/MB34310 | 34310 | CLOSED | PLAZA PALAS LORONG PALAS | KUALA LUMPUR PUSAT | TAMCO | INST |  | Pass | null
377520171 | Existing | VCB11 | VACUUM | 11 kV | 630 | TNB | DISTRIBUTION |  | TAMCO | VK 10J 20D | RESIDENSI M AMPANG JLN AMPANG | 300044199 | WKLC/PPU/G00006/NB11 | 11 | CLOSED | PPU GREAT EASTERN | KUALA LUMPUR PUSAT |  | INST |  | Pass | null
377521028 | Existing | 1WO | VACUUM | 33 kV | 2 | TNB | DISTRIBUTION |  | ABB | VD4X 3620-25 | 1WO - BUS COUPLER | 300285565 | WKLC/PPU/G00003/MB1WO | 1WO | OPEN | PPU BUKIT BINTANG | KUALA LUMPUR PUSAT | ABB | INST |  | Pass | null
412272290 | Existing | 15882 | VACUUM | 11 kV | 630 | TNB | DISTRIBUTION |  |  | VK 10J20H | P/E WISMA BOND | 300061918 | WKLC/PCE/J00135/MB15882 | 15882 | CLOSED | FAIR LANE HOTEL | KUALA LUMPUR PUSAT | TAMCO | INST |  | Pass | null
419069030 | Existing | 45846 | VACUUM | 11 kV | 800 | TNB | DISTRIBUTION |  |  | HV-12 | AMPANG NEW VILLAGE NO 1 | 311297174 | WKLC/PCE/J01351/MB45846 | 45846 | CLOSED | MERDEKA VILLA BLOK 1B JLN MERDEKA | KUALA LUMPUR PUSAT | TOSHIBA | INST | YTBC | Pass | null
411988629 | Existing | SPARE | VACUUM | 11 kV | 630 | TNB | DISTRIBUTION |  |  | VK10J20H | SPARE | 311297346 | WKLC/PCE/J01011/MB1 | 47105 | OPEN | LRT MALURI | KUALA LUMPUR PUSAT | TAMCO | INST | YTBC | Pass | null
406272765 | Existing | 32271 | VACUUM | 11 kV | 630 | TNB | DISTRIBUTION |  |  | HV12 | 1 BKT PRMAI UTMA T IND PRMAI | 300245219 | WKLC/PCE/J01117/MB32271 | 32271 | CLOSED | NO.4 BKT PERMAI UTAMA | KUALA LUMPUR SELATAN | TOPRANK | INST |  | Fail | Please check "Operational Area"
418823891 | Existing | 15023 | VACUUM | 11 kV | 630 | TNB | DISTRIBUTION |  |  | VK10J20H | TASEK AMPANG COMMERCIAL COMPLE | 300065356 | WKLC/PCE/J00759/MB15023 | 15023 | CLOSED | P/PURI IMPIANA JLN ULU KELANG | KUALA LUMPUR PUSAT | TAMCO | INST |  | Pass | null
417480381 | Existing | 21529 | VACUUM | 11 kV | 630 | TNB | DISTRIBUTION |  |  | VFT12 | TX 1 | 10000601 | WKLC/PCE/J00538/MB21529 | 21529 | CLOSED | BKT BINTANG OFF JLN TUN RAZAK | KUALA LUMPUR PUSAT | EPE | INST |  | Pass | null
411696019 | Existing | 16646 | VACUUM | 11 kV | 630 | TNB | DISTRIBUTION |  |  | VMH12 | 11KV PENGGUNA | 300062198 | WKLC/PCE/J00188/MB16646 | 16646 | CLOSED | MENARA ESSO | KUALA LUMPUR PUSAT | LKH HSS | INST |  | Pass | null
411997567 | Existing |  | VACUUM | 11 kV | 630 | TNB | DISTRIBUTION |  |  | 8BK88E |  | 300532079 | WKLC/PCE/J01764/MB1 | 49638 | OPEN | SSU VELOCITY FASA 3 JLN PEEL | KUALA LUMPUR PUSAT | ITEM | INST | YTBC | Pass | null
377979780 | Existing | 2S5 | VACUUM | 33 kV | 1 | TNB | DISTRIBUTION |  | TAMCO | VY-30M25D | 2S5-CABEL LINKAGE TO STESEN 1 | 300044913 | WKLC/SSU/G00002/MB2S5 | 2S5 | OPEN | SSU KLCC NO.2 | KUALA LUMPUR | TAMCO | INST |  | Fail | Please check "Operational Area"
411997535 | Existing |  | VACUUM | 11 kV | 630 | TNB | DISTRIBUTION |  |  | 8BK88E |  | 300531978 | WKLC/PCE/J01764/MB1 | 49632 | CLOSED | SSU VELOCITY FASA 3 JLN PEEL | KUALA LUMPUR PUSAT | ITEM | INST | YTBC | Pass | null
412254087 | Existing | 4708 | VACUUM | 11 kV | 630 | TNB | DISTRIBUTION |  |  | 8BK-88E | CONSUMER | 300063703 | WKLC/PCE/J00459/MB4708 | 4708 | CLOSED | WISMA STEPHEN | KUALA LUMPUR PUSAT | ITEM | INST |  | Pass | null
377365179 | Existing | 3P5 | VACUUM | 33 kV | 1 | TNB | DISTRIBUTION |  | TAMCO | VY-30M25T | 3P5-PMU JLN IMBI | 300044222 | WKLC/PPU/G00007/MB3P5 | 3P5 | CLOSED | PPU HOTEL ISTANA | KUALA LUMPUR PUSAT | TAMCO | INST |  | Pass | null
377365147 | Existing | VCB9 | VACUUM | 11 kV | 630 | TNB | DISTRIBUTION |  | TAMCO | VK-10J20DT | P/E SG WANG PLAZA | 300044244 | WKLC/PPU/G00007/NB9 | 9 | CLOSED | PPU HOTEL ISTANA | KUALA LUMPUR PUSAT | TAMCO | INST |  | Pass | null
418893011 | Existing |  | VACUUM | 11 kV | 0 | TNB | DISTRIBUTION | [6 empty] | 18396 | OPEN | MEGAN PHILEO PROMENADE BLK B | KUALA LUMPUR PUSAT |  |  |  | Pass | null
418892883 | Existing | 7361 | VACUUM | 11 kV | 630 | TNB | DISTRIBUTION |  |  | 8BK-88E | TX | 300064347 | WKLC/PCE/J00579/MB7361 | 7361 | CLOSED | WISMA MBF(OSK PLAZA) | KUALA LUMPUR PUSAT | ITEM | INST |  | Pass | null
415603688 | Existing | 18707 | VACUUM | 11 kV | 630 | TNB | DISTRIBUTION |  |  | VMH 12 | TRANSFORMER 1 | 300244636 | WKLC/PCE/J01220/MB18707 | 18707 | CLOSED | MENARA KENANGA POINT BLK B | KUALA LUMPUR PUSAT | LKH | INST |  | Pass | null
418523453 | Existing | 7957 | VACUUM | 11 kV | 630 | TNB | DISTRIBUTION |  |  | N/A | TX | 300064753 | WKLC/PCE/J00648/MB7957 | 7957 | CLOSED | TAMAN AHMAD RAZALI NO.2 | KUALA LUMPUR PUSAT | GEC | INST |  | Pass | null
377376304 | Existing | VCB5 | VACUUM | 11 kV | 630 | TNB | DISTRIBUTION |  | EPE | VFT-12-106 | P/E ASCOTT JLN PINANG | 300286603 | WKLC/PPU/G00034/NB5 | 5 | CLOSED | PPU ROYAL CENDANA | KUALA LUMPUR PUSAT | EPE | INST |  | Pass | null
377377129 | Existing | VCB4 | VACUUM | 11 kV | 630 | TNB | DISTRIBUTION |  | EPE | VFT12D | SPARE | 10001366 | WKLC/PPU/G00038/NB4 | 4 | CLOSED | PPU F & N | KUALA LUMPUR PUSAT |  |  |  | Pass | null
411700333 | Existing | 17271 | VACUUM | 11 kV | 630 | TNB | DISTRIBUTION |  |  | VK10J20H | ATRIUM | 300061744 | WKLC/PCE/J00102/MB17271 | 17271 | CLOSED | SSU KLCC B | KUALA LUMPUR PUSAT | TAMCO | INST |  | Pass | null
416019930 | Existing | 37368 | VACUUM | 11 kV | 630 | TNB | DISTRIBUTION |  |  | VK10J20H | PENGGUNA 1 (TOWER A) | 300284068 | WKLC/PCE/J01486/MB37368 | 37368 | CLOSED | BEVERLY TOWER JLN PINANG | KUALA LUMPUR PUSAT | TAMCO | INST |  | Pass | null
409119525 | Existing | 2TO | VACUUM | 33 kV | 2 | TNB | DISTRIBUTION |  |  | GV 30P 25D | TX 2 | 311162453 | WKLS/PMU/G00007/MB2T0 | 2TO | CLOSED | PMU SUN CITY | KUALA LUMPUR PUSAT | TAMCO | INST | YTBC | Pass | null
377523905 | Existing | VCB4 | VACUUM | 11 kV | 630 | TNB | DISTRIBUTION |  | TAMCO | VK 10J20D | JLN SHELLEY | 300044033 | WKLC/PMU/G00008/NB4 | 4 | CLOSED | PMU PUDU ULU 132/33/11KV | KUALA LUMPUR PUSAT | TAMCO | INST |  | Pass | null
377523713 | Existing | VCB3 | VACUUM | 11 kV | 630 | TNB | DISTRIBUTION |  | TAMCO | VK 10J20D | P/E LRT TMN MALURI | 300044028 | WKLC/PMU/G00008/NB3 | 3 | CLOSED | PMU PUDU ULU 132/33/11KV | KUALA LUMPUR PUSAT | TAMCO | INST |  | Pass | null
417317802 | Existing | 29875 | VACUUM | 11 kV | 630 | TNB | DISTRIBUTION |  |  | 8BK-88 | BAM VILLA | 300061462 | WKLC/PCE/J00053/MB29875 | 29875 | OPEN | PUSAT PENJAJA KG PANDAN JLN WIRAWATI | KUALA LUMPUR PUSAT | ITEM | INST |  | Pass | null
418377523 | Existing |  | VACUUM | 11 kV | 0 | TNB | DISTRIBUTION | [6 empty] | 1 | CLOSED | SG WANG PLAZA | KUALA LUMPUR PUSAT |  |  |  | Pass | null
377555424 | Existing | VCB2 | VACUUM | 11 kV | 630 | TNB | DISTRIBUTION |  | TAMCO | VK 10J 20D | MENARA LION NO2 | 300044543 | WKLC/PPU/G00018/NB2 | 2 | OPEN | PPU NARAJAYA | KUALA LUMPUR PUSAT | TAMCO | INST |  | Pass | null
417180725 | Existing |  | VACUUM | 11 kV | 0 | TNB | DISTRIBUTION |  |  | 8BK-88E |  | 300245654 | WKLC/PCE/J01119/MB34750 | 34750 | CLOSED | P/PURI TMN SRI INTAN | KUALA LUMPUR PUSAT | ITEM | INST |  | Pass | null
418107558 | Existing | 7181 | VACUUM | 11 kV | 630 | TNB | DISTRIBUTION |  |  | HV-12 | TX | 300065444 | WKLC/PCE/J00775/MB7181 | 7181 | CLOSED | TAMAN TAR NO.6 | KUALA LUMPUR PUSAT | TOSHIBA | INST |  | Pass | null
377395862 | Existing | VCB1 | VACUUM | 11 kV | 630 | TNB | DISTRIBUTION |  | TAMCO | VK 10J 25D | SPARE | 300044395 | WKLC/PPU/G00013/NB1 | 1 | OPEN | PPU KLCC | KUALA LUMPUR PUSAT |  | INST |  | Pass | null
377395926 | Existing | VCB13 | VACUUM | 11 kV | 630 | TNB | DISTRIBUTION |  | TAMCO | VK 10J 25D | S/S KLCCA(17261) | 300044399 | WKLC/PPU/G00013/NB13 | 13 | CLOSED | PPU KLCC | KUALA LUMPUR PUSAT |  | INST |  | Pass | null
417046187 | Proposed |  | VACUUM | 11 kV | 0 | TNB | DISTRIBUTION | [7 empty] | CLOSED |  | KUALA LUMPUR PUSAT |  |  |  | Fail | Please check "Status"
418446835 | Existing | 3188 | VACUUM | 11 kV | 630 | TNB | DISTRIBUTION |  |  | VK 10J20H | WELD COURT | 300063642 | WKLC/PCE/J00448/MB3188 | 3188 | OPEN | PE WISMA MPI | KUALA LUMPUR PUSAT | TAMCO | INST |  | Pass | null
377952344 | Existing | 3S5 | VACUUM | 33 kV | 1 | TNB | DISTRIBUTION |  | TAMCO | U/2011/0205 | PMU VISION CITY 9L5 | 10001398 | WKLC/SSU/G00011/MB3S5 | 3S5 | CLOSED | SSU CREST WORLDWIDE | KUALA LUMPUR PUSAT |  |  |  | Pass | null
416832475 | Existing | 16945 | VACUUM | 11 kV | 630 | TNB | DISTRIBUTION |  |  | VK 10J20H | SPARE | 10001073 | WKLC/PCE/J00133/MB16945 | 16945 | CLOSED | RHB NO.2 | KUALA LUMPUR PUSAT | TAMCO | INST |  | Pass | null
416724758 | Existing | 30412 | VACUUM | 11 kV | 630 | TNB | DISTRIBUTION |  |  | SBV-4-B2-200 | CONSUMER NO 1 | 300245197 | WKLC/PCE/J01025/MB30412 | 30412 | CLOSED | PE STESEN SUIS MONORAIL | KUALA LUMPUR PUSAT | ALTENA | INST |  | Pass | null
420005619 | Existing | 11666 | VACUUM | 11 kV | 630 | TNB | DISTRIBUTION |  |  | VFT12 | TMN MIHARJA NO 4 | 300244892 | WKLC/PCE/J01231/MB11666 | 11666 | CLOSED | TAMAN MIHARJA NO.3 | KUALA LUMPUR PUSAT | EPE | INST |  | Pass | null
399191744 | Existing | 33186 | VACUUM | 11 kV | 630 | TNB | DISTRIBUTION |  |  | HV-12 | P/E VILLA AMPANG | 300245643 | WKLC/PCE/J00076/MB33186 | 33186 | CLOSED | BALAI BOMBA JLN JELATEK | KUALA LUMPUR TIMUR | TOSHIBA | INST |  | Fail | Please check "Operational Area"
416832439 | Existing | 15871 | VACUUM | 11 kV | 630 | TNB | DISTRIBUTION |  |  | VK 10J20H | PENGGUNA | 300061903 | WKLC/PCE/J00133/MB15871 | 15871 | CLOSED | RHB NO.2 | KUALA LUMPUR PUSAT | TAMCO | INST |  | Pass | null
417953199 | Existing | 34886 | VACUUM | 11 kV | 630 | TNB | DISTRIBUTION |  |  | VK10J25H | TASEK PERMAI NO 4 | 300244706 | WKLC/PCE/J01118/MB34886 | 34886 | CLOSED | RUMAH PANGSA KOS RENDAH SAUJANA AMPANG | KUALA LUMPUR PUSAT | TAMCO | INST |  | Pass | null
384300148 | Existing |  | VACUUM | 33 kV | 0 | TNB | DISTRIBUTION | [6 empty] | H15 | CLOSED | SSU KLST | KUALA LUMPUR PUSAT |  |  |  | Pass | null
378157191 | Existing | 6L5 | VACUUM | 33 kV | 1 | TNB | DISTRIBUTION |  | TOSHIBA | VY-30M25D | 6L5 - SSU BERJAYA STARCITY | 300043901 | WKLC/PMU/G00003/MB6L5 | 6L5 | CLOSED | PMU GALLOWAY 132/33KV | KUALA LUMPUR PUSAT | TOSHIBA | INST |  | Pass | null
411691818 | Existing |  | VACUUM | 11 kV | 0 | TNB | DISTRIBUTION | [6 empty] | 1 | CLOSED | MENARA HONG LEONG (HLA) | KUALA LUMPUR PUSAT |  |  |  | Pass | null
417037587 | Existing | 21539 | VACUUM | 11 kV | 630 | TNB | DISTRIBUTION |  |  | 3AH5 103-2 | HONG LEONG | 300245204 | WKLC/PCE/J01243/MB21539 | 21539 | CLOSED | SIN SZE YA TEMPLE JALAN HANG KASTURI | KUALA LUMPUR PUSAT | ITEM | INST |  | Pass | null
377300956 | Existing | 1S5 | VACUUM | 33 kV | 1 | TNB | DISTRIBUTION |  | TAMCO | GV 30M 25D | 1S5 - CONSUMER 1 | 300293490 | WKLC/SSU/G00010/MB1S5 | 1S5 | CLOSED | SSU KENANGA WHOLESALE (DARATAN ASLI) | KUALA LUMPUR PUSAT | TAMCO | INST |  | Pass | null
377301717 | Existing | 1S5 | VACUUM | 33 kV | 1 | TNB | DISTRIBUTION |  |  | BGA 36 | CONSUMER NO.1 | 300286964 | WKLC/SSU/G00006/MB1S5 | 1S5 | CLOSED | SSU PRINCE COURT MEDICAL CENTRE | KUALA LUMPUR PUSAT | RANHILL | INST |  | Pass | null
377361707 | Existing | VCB10 | VACUUM | 11 kV | 630 | TNB | DISTRIBUTION |  | REYROLLE | LMVP/X5/M0 | BANGUNAN MING | 300044371 | WKLC/PPU/G00012/NB10 | 10 | CLOSED | PPU KL TOWN | KUALA LUMPUR PUSAT | REYROLLE | INST |  | Pass | null
376923370 | Existing | 4S5 | VACUUM | 33 kV | 1 | TNB | DISTRIBUTION |  | ABB | VD4X 3612-25 | 4S5 - PENGGUNA NO.2 | 300285633 | WKLC/SSU/G00005/MB4S5 |  | CLOSED | SSU SMART TUNNEL | KUALA LUMPUR PUSAT | ABB | INST |  | Pass | null
417522815 | Existing | 1258 | VACUUM | 11 kV | 630 | TNB | DISTRIBUTION |  |  | N/A | TRANSFORMER 1 | 300245282 | WKLC/PCE/J01097/MB1258 | 1258 | CLOSED | LORNE ROAD FLATS | KUALA LUMPUR PUSAT | AEI | INST |  | Pass | null
417522943 | Existing | 17703 | VACUUM | 11 kV | 630 | TNB | DISTRIBUTION |  |  | VMH12 | TRANSFORMER 1 | 300244609 | WKLC/PCE/J01311/MB17703 | 17703 | CLOSED | KONDO LE CHATEAU | KUALA LUMPUR PUSAT | LKH | INST |  | Pass | null
377555734 | Existing | VCB34 | VACUUM | 11 kV | 2 | TNB | DISTRIBUTION |  | TAMCO | VK10P25D | BUS COUPLER | 300044576 | WKLC/PPU/G00019/NB34 | 34 | CLOSED | PPU PANDAN INDAH | KUALA LUMPUR PUSAT | TAMCO | INST |  | Pass | null
417021827 | Existing | 18954 | VACUUM | 11 kV | 630 | TNB | DISTRIBUTION |  |  | VK10J20H | TX2 | 300063142 | WKLC/PCE/J00363/MB18954 | N/A | CLOSED | PANDAN JAYA NO.8 | KUALA LUMPUR PUSAT | TAMCO | INST |  | Pass | null
416822893 | Existing | 15876 | VACUUM | 11 kV | 630 | TNB | DISTRIBUTION |  |  | VK 10J20H | TX | 10001000 | WKLC/PCE/J00132/MB15876 | 15876 | CLOSED | MENARA KECK SENG | KUALA LUMPUR PUSAT | TAMCO | INST |  | Pass | null
416969758 | Existing | 1766 | VACUUM | 11 kV | 400 | TNB | DISTRIBUTION |  |  | VBH-124-40 | PERSIARAN RITCHIE | 10000962 | WKLC/PCE/J00608/MB1766 | 1766 | OPEN | LOWER AMPANG NO.2 | KUALA LUMPUR PUSAT | AICHI | INST |  | Pass | null
417897256 | Existing | 29527 | VACUUM | 11 kV | 800 | TNB | DISTRIBUTION |  |  | SBV 4 | SPARE | 300066566 | WKLC/PCE/J00966/MB29527 | 29527 | CLOSED | PANDAN COURT NO 1 JLN MEWAH UTARA | KUALA LUMPUR PUSAT | MAHKOTA | INST |  | Pass | null
417789066 | Existing | 10181 | VACUUM | 11 kV | 630 | TNB | DISTRIBUTION |  |  | VK10J20H | 11KV CONSUMER | 300244956 | WKLC/PCE/J00405/MB10181 | 10181 | CLOSED | DESA ANGKASA | KUALA LUMPUR PUSAT | TAMCO | INST |  | Pass | null
378160497 | Existing |  | VACUUM | 33 kV | 0 | TNB | DISTRIBUTION | [6 empty] | 2B5 | OPEN | SSU IKANO | KUALA LUMPUR PUSAT |  |  |  | Pass | null
378160593 | Existing |  | VACUUM | 33 kV | 0 | TNB | DISTRIBUTION | [6 empty] | 4S5 | CLOSED | SSU IKANO | KUALA LUMPUR PUSAT |  |  |  | Pass | null
417867231 | Existing | 39573 | VACUUM | 11 kV | 630 | TNB | DISTRIBUTION |  |  | VK10J20H | PE AMPANG AVENUE NO 4 | 311302194 | WKLC/PCE/J00956/MB39573 | 39573 | OPEN | DID AMPANG | KUALA LUMPUR PUSAT | TAMCO | INST | YTBC | Pass | null
416612502 | Existing | 16148 | VACUUM | 11 kV | 630 | TNB | DISTRIBUTION |  |  | VK 10J20H | PENGGUNA 11KV NO 2 | 10000999 | WKLC/PCE/J00092/MB16148 | 16148 | CLOSED | MENARA KUALA LUMPUR | KUALA LUMPUR PUSAT | TAMCO | INST |  | Pass | null
416613295 | Existing | 46342 | VACUUM | 11 kV | 630 | TNB | DISTRIBUTION |  |  | 8BK-88E | PPU UNION SQUARE CB12 | 300537534 | WKLC/PCE/J01665/MB10 | 46351 | OPEN | SSU BERJAYA PARK JLN AMPANG | KUALA LUMPUR PUSAT | ITEM | INST | YTBC | Pass | null
418064234 | Existing |  | VACUUM | 11 kV | 0 | TNB | DISTRIBUTION | [6 empty] | 498 | OPEN | JLN DAVIDSON | KUALA LUMPUR PUSAT |  |  |  | Pass | null
416347129 | Existing | 48639 | VACUUM | 11 kV | 630 | TNB | DISTRIBUTION |  |  | 3AH5 104-2 | PENGGUNA 11KV | 311279531 | WKLC/PCE/J01666/MB48639 | 48636 | CLOSED | PE LE NOUVEL KLCC JLN AMPANG | KUALA LUMPUR PUSAT | ITEM | INST | YTBC | Pass | null
411751833 | Existing | 22182 | VACUUM | 11 kV | 630 | TNB | DISTRIBUTION |  |  | N/A | JLN SULAIMAN 3 | 10001056 | WKLC/PCE/J00028/MB22182 | 22182 | CLOSED | NO.2 JLN SULAIMAN 3 | KUALA LUMPUR PUSAT | GEC | INST |  | Pass | null
412143844 | Existing | 30656 | VACUUM | 11 kV | 630 | TNB | DISTRIBUTION |  |  | SBV4/800/200-SI | TX 2 | 300245023 | WKLC/PCE/J00126/MB30656 | 30656 | CLOSED | KONDO SRI LANGIT TMN SEPUTEH | KUALA LUMPUR PUSAT | MAHKOTA | INST |  | Pass | null
416659738 | Existing | 18957 | VACUUM | 11 kV | 630 | TNB | DISTRIBUTION |  |  | VMH12 | PENGGUNA | 300062149 | WKLC/PCE/J00179/MB18957 | 18957 | CLOSED | WISMA PJD JALAN RAJA CHULAN | KUALA LUMPUR PUSAT | LKH | INST |  | Pass | null
411336582 | Existing | 21102 | VACUUM | 11 kV | 630 | TNB | DISTRIBUTION |  |  | 3AH5 103-2 | CONSUMER | 300246031 | WKLC/PCE/J00305/MB21102 | 21102 | CLOSED | MENARA AIA JLN BKT NENAS | KUALA LUMPUR PUSAT | ITEM | INST |  | Pass | null
417197572 | Existing |  | VACUUM | 11 kV | 0 | TNB | DISTRIBUTION |  |  | INS24 |  | 311297397 | WKLC/PCE/J00233/MB16215 | 16215 | CLOSED | INSTITUT PROFESIONAL BAITULMAL | KUALA LUMPUR PUSAT | INDKOM | INST | YTBC | Pass | null
377521091 | Existing | VCB10 | VACUUM | 11 kV | 630 | TNB | DISTRIBUTION |  | ABB | VD4E1206P20 | TARAGON PUTERI BINTANG | 300044110 | WKLC/PPU/G00003/NB10 | 10 | CLOSED | PPU BUKIT BINTANG | KUALA LUMPUR PUSAT | ABB | INST |  | Pass | null
417789692 | Existing | 40911 | VACUUM | 11 kV | 630 | TNB | DISTRIBUTION |  |  | HV-12 | SPARE | 300268703 | WKLC/PCE/J01449/MB40911 | 40911 | CLOSED | ICON JLN TUN RAZAK | KUALA LUMPUR PUSAT | TOPRANK | INST |  | Pass | null
412134419 | Existing | 18403 | VACUUM | 11 kV | 630 | TNB | DISTRIBUTION |  |  | VMH12 | ANG SENG NO.1 | 300244643 | WKLC/PCE/J01233/MB18403 | 18403 | CLOSED | MENARA PUTERI JLN THAMBI ABDULLAH | KUALA LUMPUR PUSAT | LKH | INST |  | Pass | null
417480380 | Existing | 21530 | VACUUM | 11 kV | 630 | TNB | DISTRIBUTION |  |  | VFT12 | PADAT SEMENTARA HOSPITAL SWAST | 10000951 | WKLC/PCE/J00538/MB21530 | 21530 | CLOSED | BKT BINTANG OFF JLN TUN RAZAK | KUALA LUMPUR PUSAT | EPE | INST |  | Pass | null
403383405 | Existing | 32490 | VACUUM | 11 kV | 630 | TNB | DISTRIBUTION |  |  | A1 | BUKIT ANTARABANGSA NO 5 | 300245268 | WKLC/PCE/J00377/MB32490 | 32489 | OPEN | PETRONAS JALAN WANGSA UKAY 2 | KUALA LUMPUR TIMUR | ABB | INST |  | Fail | Please check "Operational Area"
411997534 | Existing |  | VACUUM | 11 kV | 630 | TNB | DISTRIBUTION |  |  | 8BK88E |  | 300532076 | WKLC/PCE/J01764/MB1 | 49634 | CLOSED | SSU VELOCITY FASA 3 JLN PEEL | KUALA LUMPUR PUSAT | ITEM | INST | YTBC | Pass | null
415895408 | Existing | 6582 | VACUUM | 11 kV | 630 | TNB | DISTRIBUTION |  |  | VFT12 | TX 1 | 300064634 | WKLC/PCE/J00627/MB6582 | 6582 | CLOSED | BENA TOWER | KUALA LUMPUR PUSAT | EPE | INST |  | Pass | null
417930859 | Existing | VCB1 | VACUUM | 11 kV | 630 | TNB | DISTRIBUTION |  |  | GV3 | VCB 1 - SSU 3A ECO CITY | 311754112 | WKLC/PPU/G00051/NB4 | 4 | OPEN | PPU TRX CITY NO.1 D-PZW-S17-9277 | KUALA LUMPUR PUSAT | TAMCO | INST | YTBC | Pass | null
418446304 | Existing | 5728 | VACUUM | 11 kV | 400 | TNB | DISTRIBUTION |  |  | R4/1 MK8 | MENARA ANTARA | 300245370 | WKLC/PCE/J01171/MB5728 | 5728 | CLOSED | WISMA SEE HOY CHAN ( JALAN RAJA CHULAN ) | KUALA LUMPUR PUSAT | VSI BRUSH | INST |  | Pass | null
418309291 | Existing | 12676 | VACUUM | 11 kV | 630 | TNB | DISTRIBUTION |  |  | 88K-88E A1 | TX | 300062577 | WKLC/PCE/J00254/MB12676 | 12676 | CLOSED | SUCASA JALAN AMPANG | KUALA LUMPUR PUSAT | ITEM | INST |  | Pass | null
418026423 | Existing | 39074 | VACUUM | 11 kV | 630 | TNB | DISTRIBUTION |  |  | VK 10J20H | SSU BLOK B ONE RESIDENCY | 300286716 | WKLC/PCE/J01538/MB39074 | 39074 | CLOSED | SSU BLOK A ONE RESIDENCY JALAN NAGASARI | KUALA LUMPUR PUSAT | TAMCO | INST |  | Pass | null
415603687 | Existing | 18706 | VACUUM | 11 kV | 630 | TNB | DISTRIBUTION |  |  | VMH 12 | MENARA KENANGA POINT BLOK A | 300244635 | WKLC/PCE/J01220/MB18706 | 18706 | CLOSED | MENARA KENANGA POINT BLK B | KUALA LUMPUR PUSAT | LKH | INST |  | Pass | null
403370523 | Existing | 36591 | VACUUM | 11 kV | 800 | TNB | DISTRIBUTION |  |  | HV-12 | N/A | 300283362 | WKLC/PCE/J01482/MB36591 | 36591 | CLOSED | JLN BKT UTAMA 1/1 | KUALA LUMPUR TIMUR | TOPRANK | INST |  | Fail | Please check "Operational Area"
417695419 | Existing | N/A | VACUUM | 11 kV | 630 | TNB | DISTRIBUTION |  |  | VK10J20H | 17 STOREY FLAT JALAN KENANGA | 300244734 | WKLC/PCE/J01297/MB7907 | 7907 | CLOSED | TELEKOM SAN PENG | KUALA LUMPUR PUSAT | TAMCO | INST |  | Pass | null
417999915 | Existing |  | VACUUM | 33 kV | 0 | TNB | DISTRIBUTION | [6 empty] | 3S5 | CLOSED |  | KUALA LUMPUR PUSAT |  |  |  | Pass | null
419232127 | Existing | 17753 | VACUUM | 11 kV | 630 | TNB | DISTRIBUTION |  |  | VK 10J20H | PPU KELWARAM CB3 | 300062424 | WKLC/PCE/J00226/MB17753 | 17753 | CLOSED | PLAZA LOT 138 ( HOTEL MAYA ) | KUALA LUMPUR PUSAT | TAMCO | INST |  | Pass | null
377377096 | Existing | VCB6 | VACUUM | 11 kV | 630 | TNB | DISTRIBUTION |  | EPE | VFT12D | SPARE | 10001367 | WKLC/PPU/G00038/NB6 | 6 | CLOSED | PPU F & N | KUALA LUMPUR PUSAT |  |  |  | Pass | null
416002890 | Existing | 21384 | VACUUM | 11 kV | 630 | TNB | DISTRIBUTION |  |  | 8BK-88 A3 | P/E KONDO NOBELTON GREST | 300245923 | WKLC/PCE/J00173/MB21384 | 21384 | OPEN | SRI SE EKAR JALAN UTHANT | KUALA LUMPUR PUSAT | ITEM | INST |  | Pass | null
377523872 | Existing | VCB12 | VACUUM | 11 kV | 630 | TNB | DISTRIBUTION |  | TAMCO | VK 10J20D | P/E UNITED SAGAWA | 300044025 | WKLC/PMU/G00008/NB12 | 12 | CLOSED | PMU PUDU ULU 132/33/11KV | KUALA LUMPUR PUSAT | TAMCO | INST |  | Pass | null
416303645 | Existing |  | VACUUM | 11 kV | 0 | TNB | DISTRIBUTION | [6 empty] | 48361 | CLOSED | SSU GLENEAGLES JLN AMPANG | KUALA LUMPUR PUSAT |  |  |  | Pass | null
377523712 | Existing | VCB2 | VACUUM | 11 kV | 630 | TNB | DISTRIBUTION |  | TAMCO | VK 10J20D | STN LRT TM MALURI | 300044027 | WKLC/PMU/G00008/NB2 | 2 | CLOSED | PMU PUDU ULU 132/33/11KV | KUALA LUMPUR PUSAT | TAMCO | INST |  | Pass | null
377301154 | Existing | 1S5 | VACUUM | 33 kV | 1 | TNB | DISTRIBUTION |  | SIEMENS | 8DB10 | 1S5 - THE GARDEN CONS NO.1 | 300285640 | WKLC/SSU/G00008/MB1S5 | 1S5 | CLOSED | SSU THE GARDEN | KUALA LUMPUR PUSAT |  |  |  | Pass | null
418875440 | Existing | 46726 | VACUUM | 11 kV | 630 | TNB | DISTRIBUTION |  |  | SBK-88E | PPU ST MARY | 300537546 | WKLC/PCE/J01772/MB3 | 46726 | CLOSED | PLAZA ATRIUM LORONG P RAMLEE | KUALA LUMPUR PUSAT | ITEM | INST | YTBC | Pass | null
418377490 | Existing | 4572 | VACUUM | 11 kV | 630 | TNB | DISTRIBUTION |  |  | HV-12 | PARKSON GRAND | 300063681 | WKLC/PCE/J00455/MB4572 | 4572 | OPEN | SG WANG PLAZA | KUALA LUMPUR PUSAT | TOPRANK | INST |  | Pass | null
417961478 | Existing | 35653 | VACUUM | 11 kV | 630 | TNB | DISTRIBUTION |  |  | VK10J25H | RUMAH PAM MULIA JAYA | 300245762 | WKLC/PCE/J01328/MB35653 | 35653 | CLOSED | LOT INDUSTRI RINGAN LEMBAH JAYA SELATAN | KUALA LUMPUR PUSAT | TAMCO | INST |  | Pass | null
416509714 | Existing | 31451 | VACUUM | 11 kV | 630 | TNB | DISTRIBUTION |  |  | VK10J25H | TX | 300244703 | WKLC/PCE/J00456/MB31451 | 31451 | CLOSED | SEK KEB TAMAN BUKIT TERATAI | KUALA LUMPUR PUSAT | TAMCO | INST |  | Pass | null
417093433 | Existing | 9024 | VACUUM | 11 kV | 630 | TNB | DISTRIBUTION |  |  | 8BK-88 | TX | 300064057 | WKLC/PCE/J00528/MB9024 | 9024 | CLOSED | WELD SUPERMARKET | KUALA LUMPUR PUSAT | ITEM | INST |  | Pass | null
418046678 | Existing | 34169 | VACUUM | 11 kV | 630 | TNB | DISTRIBUTION |  |  | VMH 12 | TX 2 | 300244641 | WKLC/PCE/J01142/MB34169 | 34169 | CLOSED | TAR VILLAS JALAN 4K AMPANG JAYA | KUALA LUMPUR PUSAT | LKH | INST |  | Pass | null
417910426 | Existing | 19292 | VACUUM | 11 kV | 630 | TNB | DISTRIBUTION |  |  | VMH12 | TMN KOSAS NO 3 | 300061398 | WKLC/PCE/J00041/MB19292 | 19292 | OPEN | CHANCELLOR KONDO NO.2 TMN KOSAS | KUALA LUMPUR PUSAT | LKH | INST |  | Pass | null
412305892 | Existing | 14027 | VACUUM | 11 kV | 630 | TNB | DISTRIBUTION |  |  | VK10J20H | REGENCY TOWER | 300062753 | WKLC/PCE/J00290/MB14027 | 14027 | CLOSED | MENARA BKT CEYLON | KUALA LUMPUR PUSAT | TAMCO | INST |  | Pass | null
377590677 | Existing | VCB12 | VACUUM | 11 kV | 630 | TNB | DISTRIBUTION |  | TAMCO | VK 10J 20D | P/E RITZ CARLTON NO 2 | 300044704 | WKLC/PPU/G00024/NB12 | 12 | CLOSED | PPU STAR HILL | KUALA LUMPUR PUSAT | TAMCO | INST |  | Pass | null
377590613 | Existing | VCB11 | VACUUM | 11 kV | 630 | TNB | DISTRIBUTION |  | TAMCO | VK 10J 20D | SHANGHAI CITY | 300044703 | WKLC/PPU/G00024/NB11 | 11 | CLOSED | PPU STAR HILL | KUALA LUMPUR PUSAT | TAMCO | INST |  | Pass | null
378148101 | Existing | VCB10 | VACUUM | 11 kV | 630 | TNB | DISTRIBUTION |  | EPE | VFT-12D | NIHON MARKET JLN PASAR BARU | 300286383 | WKLC/PMU/G00004/NB10 | 10 | CLOSED | PMU JALAN IMBI 132/33/11KV | KUALA LUMPUR PUSAT |  | INST |  | Pass | null
419198004 | Existing | 13816 | VACUUM | 11 kV | 630 | TNB | DISTRIBUTION |  |  | VFT12 | TX 2 | 300064207 | WKLC/PCE/J00553/MB13816 | 13816 | CLOSED | IXORA APARTMENT | KUALA LUMPUR PUSAT | EPE | INST |  | Pass | null
416969696 | Existing | 8019 | VACUUM | 11 kV | 630 | TNB | DISTRIBUTION |  |  | 12A20 | 11 KV CONSUMER | 300244968 | WKLC/PCE/J00007/MB8019 | 8019 | CLOSED | AMPANG CITY COMPLEX | KUALA LUMPUR PUSAT | EPE | INST |  | Pass | null
409119453 | Existing | 6L5 | VACUUM | 33 kV | 1 | TNB | DISTRIBUTION |  |  | GV 30M 25D | SPARE | 311162457 | WKLS/PMU/G00007/MB6L5 | 6L5 | OPEN | PMU SUN CITY | KUALA LUMPUR PUSAT | TAMCO | INST | YTBC | Pass | null
409119485 | Existing | 1TO | VACUUM | 33 kV | 2 | TNB | DISTRIBUTION |  |  | GV 30P 25D | TX 1 | 311162449 | WKLS/PMU/G00007/MB1T0 | 1TO | CLOSED | PMU SUN CITY | KUALA LUMPUR PUSAT | TAMCO | INST | YTBC | Pass | null
417651618 | Existing | 12673 | VACUUM | 11 kV | 630 | TNB | DISTRIBUTION |  |  | HV-12 | PASAR RAKYAT | 300064193 | WKLC/PCE/J00551/MB12673 | 12673 | CLOSED | THE FORUM | KUALA LUMPUR PUSAT | TOSHIBA | INST |  | Pass | null
384300243 | Existing |  | VACUUM | 33 kV | 0 | TNB | DISTRIBUTION | [6 empty] | H13 | CLOSED | SSU KLST | KUALA LUMPUR PUSAT |  |  |  | Pass | null
411691785 | Existing | 20839 | VACUUM | 11 kV | 630 | TNB | DISTRIBUTION |  |  | 3AH5 103 | PDT SEMENTARA PENGGUNA 11KV | 300264889 | WKLC/PCE/J01420/MB20839 | 20839 | OPEN | MENARA HONG LEONG (HLA) | KUALA LUMPUR PUSAT | ITEM | INST |  | Pass | null
417145207 | Existing | 12526 | VACUUM | 11 kV | 630 | TNB | DISTRIBUTION |  |  | VK10J20H | 11KV CONSUMER | 300064333 | WKLC/PCE/J00577/MB12526 | 12526 | CLOSED | WISMA TAN & TAN | KUALA LUMPUR PUSAT | TAMCO | INST |  | Pass | null
417037746 | Existing | 2515 | VACUUM | 11 kV | 400 | TNB | DISTRIBUTION |  |  | BVP.17 | TRANSFORMER | 300245307 | WKLC/PCE/J01272/MB2515 | 2515 | CLOSED | JLN YAP AH LOY | KUALA LUMPUR PUSAT | AEI | INST |  | Pass | null
419158934 | Existing | 8257 | VACUUM | 11 kV | 630 | TNB | DISTRIBUTION |  |  | 8BK-88E | P/E TAMAN BAKTI NO.1 | 311297166 | WKLC/PCE/J00074/MB8257 | 8257 | CLOSED | TAMAN CEMPAKA NO.1 | KUALA LUMPUR PUSAT | ITEM | INST | YTBC | Pass | null
412335686 | Existing | 36589 | VACUUM | 11 kV | 630 | TNB | DISTRIBUTION |  |  | VK 10J25H | SPARE | 300291243 | WKLC/PCE/J01559/MB36589 | 36589 | OPEN | UNITED ENGINEERS NO.3 | KUALA LUMPUR PUSAT | TAMCO | INST |  | Pass | null
377362659 | Existing | VCB32 | VACUUM | 11 kV | 2 | TNB | DISTRIBUTION |  | TAMCO | VK10P25D | 11KV INCOMER NO 2 | 300044353 | WKLC/PPU/G00011/NB32 | 32 | CLOSED | PPU KEWALRAM | KUALA LUMPUR PUSAT | TAMCO | INST |  | Pass | null
377556682 | Existing | VCB1 | VACUUM | 11 kV | 630 | TNB | DISTRIBUTION |  | TAMCO | VK 10J 20D | LRT PANDAN INDAH | 300044593 | WKLC/PPU/G00020/NB1 | 1 | CLOSED | PPU PANDAN JAYA | KUALA LUMPUR PUSAT | TAMCO | INST |  | Pass | null
418158346 | Existing | 6605 | VACUUM | 11 kV | 630 | TNB | DISTRIBUTION |  |  | VFT12 | TX2 | 300064304 | WKLC/PCE/J00572/MB6605 | 6605 | CLOSED | KEDUTAAN AMERIKA SYARIKAT | KUALA LUMPUR PUSAT | EPE | INST |  | Pass | null
418107294 | Existing | 14197 | VACUUM | 11 kV | 630 | TNB | DISTRIBUTION |  |  | VFT12 | TNMN TAR NO 7 | 300065487 | WKLC/PCE/J00783/MB14197 | 14197 | CLOSED | MENARA MUTIARA BLK B | KUALA LUMPUR PUSAT | EPE | INST |  | Pass | null
417046588 | Existing |  | VACUUM | 33 kV | 0 | TNB | DISTRIBUTION | [6 empty] | 4P5 | CLOSED |  | KUALA LUMPUR PUSAT |  |  |  | Pass | null
412228702 | Existing | 2834 | VACUUM | 11 kV | 630 | TNB | DISTRIBUTION |  |  |  | TRASFORMER | 300245246 | WKLC/PCE/J01008/MB2834 | 2834 | CLOSED | BANGUNAN KUB | KUALA LUMPUR PUSAT |  | INST |  | Pass | null
377951945 | Existing | VCB14 | VACUUM | 11 kV | 630 | TNB | DISTRIBUTION |  | ITEM | 8BK88 K14 | PPU MAS BUILDING CB 10 | 300451603 | WKLC/PPU/G00039/NB14 | 14 | OPEN | PPU ST MARY | KUALA LUMPUR PUSAT | ITEM | INST |  | Pass | null
418227658 | Existing | 51092 | VACUUM | 11 kV | 800 | TNB | DISTRIBUTION |  |  | HV-12 | PENGGUNA (MSB L/LORD) | 311279538 | WKLC/PCE/J01808/MB51092 | 51092 | CLOSED | SSU MENARA TR 2 JLN AMPANG | KUALA LUMPUR PUSAT | TOSHIBA | INST | YTBC | Pass | null
378147554 | Existing |  | VACUUM | 11 kV | 0 | TNB | DISTRIBUTION | [6 empty] | 4 | OPEN | PPU KL ECO CITY NO 2 | KUALA LUMPUR PUSAT |  |  |  | Pass | null
417789033 | Existing |  | VACUUM | 11 kV | 0 | TNB | DISTRIBUTION | [6 empty] | 52166 | CLOSED | LINCOLN CENTRE JTR | KUALA LUMPUR PUSAT |  |  |  | Pass | null
418734482 | Existing | 41852 | VACUUM | 11 kV | 630 | TNB | DISTRIBUTION |  |  | 12A20 | TX2 | 311303632 | WKLC/PCE/J00475/MB41852 | 41852 | CLOSED | PE WISMA TEO SWEE KIAN | KUALA LUMPUR PUSAT | EPE | INST | YTBC | Pass | null
417480674 | Existing |  | VACUUM | 11 kV | 0 | TNB | DISTRIBUTION |  |  |  |  | 311554853 | WKLC/PCE/J01889/MB52480 | 52480 | CLOSED | SSU MENARA PRUDENTIAL 2 | KUALA LUMPUR PUSAT | TOSHIBA | INST | YTBC | Pass | null
377950592 | Existing | 4P5 | VACUUM | 33 kV | 1 | TNB | DISTRIBUTION |  | TAMCO | GV 30M 25D | PPU KEWALRAM | 310104998 | WKLC/PPU/G00046/MB4P5 | 4P5 | OPEN | PPU GRAND HYATT | KUALA LUMPUR PUSAT | TAMCO | INST | YTBC | Pass | null
377950656 | Existing |  | VACUUM | 11 kV | 0 | TNB | DISTRIBUTION | [6 empty] | 13 | OPEN | PPU GRAND HYATT | KUALA LUMPUR PUSAT |  |  |  | Pass | null
377303039 | Existing | 1HO | VACUUM | 33 kV | 1 | TNB | DISTRIBUTION |  | TAMCO | VY 30M 25D | 1HO - 30 MVA TX 1 | 300044857 | WKLC/PPU/G00030/MB1HO | 1HO | CLOSED | PPU UNION SQUARE | KUALA LUMPUR PUSAT | TAMCO | INST |  | Pass | null
377694762 | Existing | VCB10 | VACUUM | 11 kV | 630 | TNB | DISTRIBUTION |  | EPE | VFT-12D | PADAT CITY WALK JLN PINANG | 300043931 | WKLC/PMU/G00005/NB10 | 10 | CLOSED | PMU KLCC 132/33/11KV | KUALA LUMPUR PUSAT | EPE | INST |  | Pass | null
377673198 | Existing | VCB1 | VACUUM | 11 kV | 630 | TNB | DISTRIBUTION |  | TAMCO | VK 10J20D | P/E TMN CEMPAKA | 300043992 | WKLC/PMU/G00007/NB1 | 1 | CLOSED | PMU PANDAN MAJU 132/33/11KV | KUALA LUMPUR PUSAT | TAMCO | INST |  | Pass | null
377363189 | Existing | VCB4 | VACUUM | 11 kV | 630 | TNB | DISTRIBUTION |  | TAMCO | VK-10J20DT | PEJ.POLIS JLN BDR | 300044299 | WKLC/PPU/G00009/NB4 | 4 | CLOSED | PPU JALAN RODGER | KUALA LUMPUR PUSAT | TAMCO | INST |  | Pass | null
412143683 | Existing | 6449 | VACUUM | 11 kV | 630 | TNB | DISTRIBUTION |  |  | SBV-4 TYPE A1 | P/E THE PINE CONDO | 300245187 | WKLC/PCE/J01062/MB6449 | 6449 | CLOSED | WISMA SEGAR(BRICKFIELD) | KUALA LUMPUR PUSAT | ALTENA | INST |  | Pass | null
412143843 | Existing | 30654 | VACUUM | 11 kV | 630 | TNB | DISTRIBUTION |  |  | SBV4/800/200-SI | P/E TAMAN SEPUTEH | 300245021 | WKLC/PCE/J00126/MB30654 | 30654 | OPEN | KONDO SRI LANGIT TMN SEPUTEH | KUALA LUMPUR PUSAT | MAHKOTA | INST |  | Pass | null
417634610 | Existing | 6948 | VACUUM | 11 kV | 400 | TNB | DISTRIBUTION |  |  | VBH-124-40 | PADAT CHINESE ASSEMBLY HALL | 300244973 | WKLC/PCE/J01091/MB6948 | 6948 | CLOSED | UDA JALAN PETALING | KUALA LUMPUR PUSAT | AICHI | INST |  | Pass | null
411336549 | Existing | 21105 | VACUUM | 11 kV | 630 | TNB | DISTRIBUTION |  |  | 3AH5 103-2 | BUKIT NENAS CARPARK | 300246034 | WKLC/PCE/J00305/MB21105 | 21105 | OPEN | MENARA AIA JLN BKT NENAS | KUALA LUMPUR PUSAT | ITEM | INST |  | Pass | null
377374346 | Existing | VCB2 | VACUUM | 11 kV | 630 | TNB | DISTRIBUTION |  | ITEM | 8BK88 K02 | SPARE | 300286489 | WKLC/PPU/G00036/NB2 | 2 | OPEN | PPU MID VALLEY | KUALA LUMPUR PUSAT | ITEM | INST |  | Pass | null
418338661 | Existing |  | VACUUM | 11 kV | 0 | TNB | DISTRIBUTION |  |  |  |  | 300245185 | WKLC/PCE/J00278/MB33796 | 33796 | CLOSED | GALAXY AMPANG JLN DAGANG | KUALA LUMPUR PUSAT |  |  |  | Pass | null
417862403 | Existing | 442 | VACUUM | 11 kV | 630 | TNB | DISTRIBUTION |  |  | VK10J20H | ISTANA BRUNEI (RUMAH AWANG ALA | 300062518 | WKLC/PCE/J00242/MB442 | 442 | CLOSED | BALAI POLIS JLN TUN RAZAK | KUALA LUMPUR PUSAT | TAMCO | INST |  | Pass | null
417789659 | Existing | 40908 | VACUUM | 11 kV | 630 | TNB | DISTRIBUTION |  |  | HV-12 | SPARE | 300268699 | WKLC/PCE/J01449/MB40908 | 40908 | CLOSED | ICON JLN TUN RAZAK | KUALA LUMPUR PUSAT | TOPRANK | INST |  | Pass | null
411988627 | Existing | 15395 | VACUUM | 11 kV | 630 | TNB | DISTRIBUTION |  |  | VK10J20H | PMU PUDU ULU CB 3 | 300244754 | WKLC/PCE/J01011/MB15395 | 15395 | OPEN | LRT MALURI | KUALA LUMPUR PUSAT | TAMCO | INST |  | Pass | null
411708739 | Existing |  | VACUUM | 11 kV | 0 | TNB | DISTRIBUTION |  |  | N/A |  | 10001033 | WKLC/PCE/J00225/MB29964 | 29964 | OPEN | WISMA UOA NO.2 | KUALA LUMPUR PUSAT | EPE | INAC INST |  | Pass | null
416595841 | Existing | 40103 | VACUUM | 11 kV | 630 | TNB | DISTRIBUTION |  |  | VK 10J20H | PENGGUNA 11KV | 300268740 | WKLC/PCE/J01455/MB40103 | 40103 | CLOSED | THE ROYALE CHULAN HOTEL | KUALA LUMPUR PUSAT | TAMCO | INST |  | Pass | null
411696017 | Existing | 16647 | VACUUM | 11 kV | 630 | TNB | DISTRIBUTION |  |  | VMH12 | P/E KIA PENG 6 JLN KIA PENG | 311319617 | WKLC/PCE/J00188/MB16647 | 16647 | OPEN | MENARA ESSO | KUALA LUMPUR PUSAT | LKH HSS | INST | YTBC | Pass | null
377979874 | Existing |  | VACUUM | 33 kV | 0 | TNB | DISTRIBUTION | [6 empty] | 1S5 | CLOSED | SSU DCC(KLCC) | KUALA LUMPUR PUSAT |  |  |  | Pass | null
415895407 | Existing | 6583 | VACUUM | 11 kV | 630 | TNB | DISTRIBUTION |  |  | VFT12 | MAYANG COURT | 300064635 | WKLC/PCE/J00627/MB6583 | 6583 | CLOSED | BENA TOWER | KUALA LUMPUR PUSAT | EPE | INST |  | Pass | null
416458227 | Existing | 46291 | VACUUM | 11 kV | 630 | TNB | DISTRIBUTION |  |  | VFT-12 | P/E POLIS HQ JLN SHAW | 300449786 | WKLC/PCE/J01619/MB46291 | 46291 | CLOSED | IPK KUALA LUMPUR JLN GALLOWAY | KUALA LUMPUR PUSAT | EPE | INST |  | Pass | null
419468014 | Existing | 12226 | VACUUM | 11 kV | 630 | TNB | DISTRIBUTION |  |  | VK10J20H | TX | 300061997 | WKLC/PCE/J00148/MB12226 | 12226 | CLOSED | ROSE VIESTA | KUALA LUMPUR PUSAT | TAMCO | INST |  | Pass | null
418163339 | Existing | 1886 | VACUUM | 11 kV | 630 | TNB | DISTRIBUTION |  |  | VK10J20H | STOR POS MALAYSIA BHD | 300244779 | WKLC/PCE/J01013/MB1886 | 1886 | OPEN |  | KUALA LUMPUR PUSAT | TAMCO | INST |  | Pass | null
418639501 | Existing | 22082 | VACUUM | 11 kV | 630 | TNB | DISTRIBUTION |  |  | SBV-4 | TX1 | 300066548 | WKLC/PCE/J00964/MB22082 | 22082 | CLOSED | JLN 6/3 TMN KOMERSIAL PANDAN INDAH | KUALA LUMPUR PUSAT | GEC | INST |  | Pass | null
412254085 | Existing | 4709 | VACUUM | 11 kV | 630 | TNB | DISTRIBUTION |  |  | 8BK-88E | BKT BINTANG MAIN INTAKE | 300063704 | WKLC/PCE/J00459/MB4709 | 4709 | CLOSED | WISMA STEPHEN | KUALA LUMPUR PUSAT | ITEM | INST |  | Pass | null
416831747 | Existing | 40217 | VACUUM | 11 kV | 630 | TNB | DISTRIBUTION |  |  | VK 10J20H | PENGGUNA 11KV | 300268779 | WKLC/PCE/J01462/MB40217 | 40217 | CLOSED | 231 P/PURI SERVIS JLN TUN RAZAK | KUALA LUMPUR PUSAT | TAMCO | INST |  | Pass | null
417198101 | Existing | 6494 | VACUUM | 11 kV | 630 | TNB | DISTRIBUTION |  |  | VMH12 | TMN MALURI 16 | 300063079 | WKLC/PCE/J00352/MB6494 | 6494 | CLOSED | TAMAN MALURI NO.17 | KUALA LUMPUR PUSAT | LKH | INST |  | Pass | null
416442147 | Existing | 48474 | VACUUM | 11 kV | 630 | TNB | DISTRIBUTION |  |  | VK10J20H | CONSUMER 11KV | 300537207 | WKLC/PCE/J01731/MB2 | 48474 | CLOSED | SSU SUITE PLATINUM | KUALA LUMPUR PUSAT | TAMCO | INST | YTBC | Pass | null
377375541 | Existing | 2HO | VACUUM | 33 kV | 1 | TNB | DISTRIBUTION |  | EPE | VGA-32 | 2HO - 30MVA TX2 | 300285795 | WKLC/PPU/G00032/MB2HO | 2HO | CLOSED | PPU HOSPITAL AMPANG | KUALA LUMPUR PUSAT | EPE | INST |  | Pass | null
409119619 | Existing | 1WO | VACUUM | 33 kV | 2 | TNB | DISTRIBUTION |  |  | GV 30P 25D | BUS COUPLER | 311162450 | WKLS/PMU/G00007/MB1W0 | 1WO | CLOSED | PMU SUN CITY | KUALA LUMPUR PUSAT | TAMCO | INST | YTBC | Pass | null
411738789 | Existing | 46243 | VACUUM | 11 kV | 630 | TNB | DISTRIBUTION |  |  | 12A20 | TX1 | 300449516 | WKLC/PCE/J01616/MB46243 | 46243 | CLOSED | STESEN SUIS TNBT KG.PANDAN | KUALA LUMPUR PUSAT | EPE | INST |  | Pass | null
416840052 | Existing | 30273 | VACUUM | 11 kV | 630 | TNB | DISTRIBUTION |  |  | HICLAD12A20 | BUKIT INDAH NO 4 | 10000992 | WKLC/PCE/J00042/MB30273 | 30273 | CLOSED | RUMAH PANGSA SEDERHANA 5 TKT BKT. INDAH | KUALA LUMPUR PUSAT | EPE | INST |  | Pass | null
417317800 | Existing | 29876 | VACUUM | 11 kV | 630 | TNB | DISTRIBUTION |  |  | 8BK-89 | TAMAN MALURI NO 11 | 300061463 | WKLC/PCE/J00053/MB29876 | 29876 | CLOSED | PUSAT PENJAJA KG PANDAN JLN WIRAWATI | KUALA LUMPUR PUSAT | ITEM | INST |  | Pass | null
417571845 | Existing | 22076 | VACUUM | 11 kV | 630 | TNB | DISTRIBUTION |  |  | N/A | JLN 6/7 TAMAN KOMERSIALP.INDAH | 300066590 | WKLC/PCE/J00969/MB22076 | 22076 | CLOSED | JLN 6/8 TMN KOMERSIAL PANDAN INDAH | KUALA LUMPUR PUSAT | SIEMENS | INST |  | Pass | null
377590548 | Existing | VCB1 | VACUUM | 11 kV | 630 | TNB | DISTRIBUTION |  | TAMCO | VK 10J 20D | PE DORSETT RESIDENCE | 300044701 | WKLC/PPU/G00024/NB1 | 1 | CLOSED | PPU STAR HILL | KUALA LUMPUR PUSAT | TAMCO | INST |  | Pass | null
377396493 | Existing | VCB5 | VACUUM | 11 kV | 630 | TNB | DISTRIBUTION |  | ABB | VD4E 1206 P 20 | P/E AMODA | 300044442 | WKLC/PPU/G00014/NB5 | 5 | CLOSED | PPU LOW YATT | KUALA LUMPUR PUSAT | ABB | INST |  | Pass | null
417046249 | Proposed |  | VACUUM | 11 kV | 0 | TNB | DISTRIBUTION | [7 empty] | CLOSED |  | KUALA LUMPUR PUSAT |  |  |  | Fail | Please check "Status"
418906229 | Existing | 20450 | VACUUM | 11 kV | 630 | TNB | DISTRIBUTION |  |  | VMH12 | PENGGUNA 11KV | 300061305 | WKLC/PCE/J00021/MB20450 | 20450 | CLOSED | PHILEO AVENUE NO3 | KUALA LUMPUR PUSAT | LKH | INST |  | Pass | null
415809492 | Existing | 42812 | VACUUM | 11 kV | 630 | TNB | DISTRIBUTION |  |  | VK 10J20H | KONDOMINIUM EMBASSYVIEW | 300291233 | WKLC/PCE/J01557/MB42812 | 42812 | CLOSED | KONDO EMBASSYVIEW NO.1 JLN AMPANG | KUALA LUMPUR PUSAT | TAMCO | INST |  | Pass | null
377523576 | Existing | VCB7 | VACUUM | 11 kV | 630 | TNB | DISTRIBUTION |  | TAMCO | VK 10J20D | CAPACITOR BANK | 300044036 | WKLC/PMU/G00008/NB7 | 7 | OPEN | PMU PUDU ULU 132/33/11KV | KUALA LUMPUR PUSAT | TAMCO | INST |  | Pass | null
412335653 | Existing | 40099 | VACUUM | 11 kV | 630 | TNB | DISTRIBUTION |  |  | VK 10J20H | JKR ELEKTRIK NO.2 | 300268635 | WKLC/PCE/J01444/MB40099 | 40099 | CLOSED | CIDB JLN CHAN SOW LIN | KUALA LUMPUR PUSAT | TAMCO | INST |  | Pass | null
377555728 | Existing | VCB7 | VACUUM | 11 kV | 630 | TNB | DISTRIBUTION |  | TAMCO | VK10J20D | PANDAN INDAH IND.PARK | 300044580 | WKLC/PPU/G00019/NB7 | 7 | CLOSED | PPU PANDAN INDAH | KUALA LUMPUR PUSAT | TAMCO | INST |  | Pass | null
418158345 | Existing | 6606 | VACUUM | 11 kV | 630 | TNB | DISTRIBUTION |  |  | VFT12 | CASA VIEW | 300064305 | WKLC/PCE/J00572/MB6606 | 6606 | CLOSED | KEDUTAAN AMERIKA SYARIKAT | KUALA LUMPUR PUSAT | EPE | INST |  | Pass | null
377397944 | Existing | VCB6 | VACUUM | 11 kV | 630 | TNB | DISTRIBUTION |  | TAMCO | VK 10J 20D | P/E AMPANG TOWER | 300044494 | WKLC/PPU/G00016/NB6 | 6 | CLOSED | PPU MBF PLAZA | KUALA LUMPUR PUSAT | TAMCO | INST |  | Pass | null
419082230 | Existing | 9390 | VACUUM | 11 kV | 630 | TNB | DISTRIBUTION |  |  | VK 10J20H | LOT 10 | 300063806 | WKLC/PCE/J00479/MB9390 | 9390 | OPEN | REGENT HOTEL ( GRAND MILLENNIUM KL ) | KUALA LUMPUR PUSAT | TAMCO | INST |  | Pass | null
377591935 | Existing | 2P5 | VACUUM | 33 kV | 1 | TNB | DISTRIBUTION |  | TAMCO | 30M25D | 2P5 - PMU PANDAN MAJU 8L5 | 300044757 | WKLC/PPU/G00026/MB2P5 | 2P5 | CLOSED | PPU TAMAN KOSAS | KUALA LUMPUR PUSAT | TAMCO | INST |  | Pass | null
418382493 | Existing | 7489 | VACUUM | 11 kV | 630 | TNB | DISTRIBUTION |  |  | VFT-12 | TX NO.1 | 300064842 | WKLC/PCE/J00662/MB7489 | 7489 | CLOSED | TAMAN CAHAYA NO.2 (JEBCON ) | KUALA LUMPUR PUSAT | MEIDENSHA | INST |  | Pass | null
416969756 | Existing | 9142 | VACUUM | 11 kV | 400 | TNB | DISTRIBUTION |  |  | VBH-124-40 | AMPANG HILIR COMPACT | 10000961 | WKLC/PCE/J00608/MB9142 | 9142 | CLOSED | LOWER AMPANG NO.2 | KUALA LUMPUR PUSAT | AICHI | INST |  | Pass | null
416775733 | Existing | 17014 | VACUUM | 11 kV | 630 | TNB | DISTRIBUTION |  |  | VK10J20H | PPU MAS | 300061947 | WKLC/PCE/J00140/MB17014 | 17014 | CLOSED | MENARA DION | KUALA LUMPUR PUSAT | TAMCO | INST |  | Pass | null
63373555 | Existing | VCB15 | VACUUM | 11 kV | 630 | TNB | DISTRIBUTION |  | TAMCO | VK 10J20DT | HOTEL IMPIANA | 300043880 | WKLC/PMU/G00002/NB15 | 15 | CLOSED | PMU BUKIT MAHKAMAH 132/33/11KV | KUALA LUMPUR PUSAT | TAMCO | INST |  | Pass | null
406272801 | Existing | 32273 | VACUUM | 11 kV | 630 | TNB | DISTRIBUTION |  |  | HV12 | SPARE | 300245221 | WKLC/PCE/J01117/MB32273 | 32273 | CLOSED | NO.4 BKT PERMAI UTAMA | KUALA LUMPUR SELATAN | TOPRANK | INST |  | Fail | Please check "Operational Area"
418761494 | Existing | 2747 | VACUUM | 11 kV | 630 | TNB | DISTRIBUTION |  |  | SBV4 | PPU KL TOWN | 300064067 | WKLC/PCE/J00529/MB2747 | 2747 | CLOSED | BANGUNAN MING | KUALA LUMPUR PUSAT | MAHKOTA | INST |  | Pass | null
412327341 | Existing | 29992 | VACUUM | 11 kV | 630 | TNB | DISTRIBUTION |  |  | 8BK-88 | JLN CHAN SOW LIN NO.1 | 300245008 | WKLC/PCE/J01064/MB29992 | 29992 | CLOSED | STOR POS MALAYSIA BHD JLN CHAN SOW LIN | KUALA LUMPUR PUSAT | ITEM | INST |  | Pass | null
377636101 | Existing | 2P5 | VACUUM | 33 kV | 1 | TNB | DISTRIBUTION |  | TAMCO | VY 30M 25D | 2P5 - BKT MAHKAMAH | 300044810 | WKLC/PPU/G00028/MB2P5 | 2P5 | OPEN | PPU TELEKOM BRICKFIELD | KUALA LUMPUR PUSAT | TAMCO | INST |  | Pass | null
400428670 | Existing | 10246 | VACUUM | 11 kV | 630 | TNB | DISTRIBUTION |  |  | VFT-12 | TX | 300064583 | WKLC/PCE/J00619/MB10246 | 10246 | CLOSED | LRG ENAU | KUALA LUMPUR TIMUR | EPE | INST |  | Fail | Please check "Operational Area"
415092430 | Existing | 5762 | VACUUM | 11 kV | 630 | TNB | DISTRIBUTION |  |  | 12A20 | TRANSFORMER | 10000916 | WKLC/PCE/J01269/MB5762 | 5762 | CLOSED | BRICKFIELD NO.2 | KUALA LUMPUR PUSAT | EPE | INST |  | Pass | null
377694761 | Existing | 1SO | VACUUM | 33 kV | 2 | TNB | DISTRIBUTION |  | EPE | VJ-32 | BUS SECTION | 300043918 | WKLC/PMU/G00005/MB1SO | 1SO | CLOSED | PMU KLCC 132/33/11KV | KUALA LUMPUR PUSAT | EPE | INST |  | Pass | null
377302910 | Existing | VCB10 | VACUUM | 11 kV | 630 | TNB | DISTRIBUTION |  | TAMCO | VK 10J 20D | SHERATON HOTEL JLN YAP AH SHAK | 300044865 | WKLC/PPU/G00030/NB10 | 10 | CLOSED | PPU UNION SQUARE | KUALA LUMPUR PUSAT | TAMCO | INST |  | Pass | null
377363028 | Existing | 1HO | VACUUM | 33 kV | 1 | TNB | DISTRIBUTION |  | SIEMENS | 8DB 10 | 1HO-15MVA TX1 | 300044277 | WKLC/PPU/G00009/MB1HO | 1HO | CLOSED | PPU JALAN RODGER | KUALA LUMPUR PUSAT | SIEMENS | INST |  | Pass | null
377363725 | Existing | VCB34 | VACUUM | 11 kV | 2 | TNB | DISTRIBUTION |  | TAMCO | VK-10P25DT | BUS COUPLER | 300044266 | WKLC/PPU/G00008/NB34 | 34 | CLOSED | PPU JALAN PUDU | KUALA LUMPUR PUSAT |  | INST |  | Pass | null
416659736 | Existing | 18956 | VACUUM | 11 kV | 630 | TNB | DISTRIBUTION |  |  | VMH12 | KOMPLEKS KEWANGAN | 300062148 | WKLC/PCE/J00179/MB18956 | 18956 | OPEN | WISMA PJD JALAN RAJA CHULAN | KUALA LUMPUR PUSAT | LKH | INST |  | Pass | null
416681620 | Existing | 46616 | VACUUM | 11 kV | 630 | TNB | DISTRIBUTION |  |  | 8BK-88E-B2B | PENGGUNA 11KV | 300449540 | WKLC/PCE/J01617/MB46616 | 46616 | CLOSED | 188 SUITES 10 JLN CENDANA | KUALA LUMPUR PUSAT | ITEM | INST |  | Pass | null
418279399 | Existing | 4815 | VACUUM | 11 kV | 630 | TNB | DISTRIBUTION |  |  | 12A20 | SIME BANK | 300245346 | WKLC/PCE/J01249/MB4815 | 4815 | OPEN | HONG KONG & SHANGHAI BANK | KUALA LUMPUR PUSAT | EPE | INST |  | Pass | null
377374313 | Existing | VCB4 | VACUUM | 11 kV | 630 | TNB | DISTRIBUTION |  | ITEM | 8BK88 K04 | SPARE | 300286491 | WKLC/PPU/G00036/NB4 | SPARE | OPEN | PPU MID VALLEY | KUALA LUMPUR PUSAT | ITEM | INST |  | Pass | null
377521089 | Existing | VCB8 | VACUUM | 11 kV | 630 | TNB | DISTRIBUTION |  | ABB | VD4E1206P20 | VCB8 - SHAHZAN TOWER | 300044125 | WKLC/PPU/G00003/NB8 | 8 | CLOSED | PPU BUKIT BINTANG | KUALA LUMPUR PUSAT | ABB | INST |  | Pass | null
377521057 | Existing | VCB2 | VACUUM | 11 kV | 630 | TNB | DISTRIBUTION |  | ABB | VD4E1206P20 | VCB2 - PARK ROYAL | 300044114 | WKLC/PPU/G00003/NB2 | 2 | CLOSED | PPU BUKIT BINTANG | KUALA LUMPUR PUSAT | ABB | INST |  | Pass | null
416595808 | Existing | 40104 | VACUUM | 11 kV | 630 | TNB | DISTRIBUTION |  |  | VK 10J20H | AMPHITHEATER JALAN CONLAY | 300268741 | WKLC/PCE/J01455/MB40104 | 40104 | CLOSED | THE ROYALE CHULAN HOTEL | KUALA LUMPUR PUSAT | TAMCO | INST |  | Pass | null
377635998 | Existing | VCB6 | VACUUM | 11 kV | 630 | TNB | DISTRIBUTION |  | TAMCO | VK 10J 20D | P/E IBU PEJ POLIS BKT AMAN | 300044829 | WKLC/PPU/G00028/NB6 | 6 | CLOSED | PPU TELEKOM BRICKFIELD | KUALA LUMPUR PUSAT | TAMCO | INST |  | Pass | null
377636062 | Existing | 4P5 | VACUUM | 33 kV | 1 | TNB | DISTRIBUTION |  | TAMCO | VY 30M 25D | 4P5 - PMU BRICKFIELD 1L5 | 300044812 | WKLC/PPU/G00028/MB4P5 | 4P5 | CLOSED | PPU TELEKOM BRICKFIELD | KUALA LUMPUR PUSAT | TAMCO | INST |  | Pass | null
377588719 | Existing | VCB11 | VACUUM | 11 kV | 630 | TNB | DISTRIBUTION |  | TAMCO | VK 10J 20D | 2 HAMPSHIRE KONDO JL HAMPSHIRE | 300044624 | WKLC/PPU/G00021/NB11 | 11 | CLOSED | PPU PHILEO | KUALA LUMPUR PUSAT | TAMCO | INST |  | Pass | null
411998421 | Existing |  | VACUUM | 11 kV | 0 | TNB | DISTRIBUTION | [6 empty] | 52358 | CLOSED |  | KUALA LUMPUR PUSAT |  |  |  | Pass | null
377979809 | Existing |  | VACUUM | 33 kV | 0 | TNB | DISTRIBUTION | [6 empty] | 7S5 | CLOSED | SSU DCC(KLCC) | KUALA LUMPUR PUSAT |  |  |  | Pass | null
416346972 | Existing | 14156 | VACUUM | 11 kV | 630 | TNB | DISTRIBUTION |  |  | VK10J20H | BUS SECTION | 300062449 | WKLC/PCE/J00231/MB14156 | 14156 | OPEN | MINI TWINS TOWER | KUALA LUMPUR PUSAT | TAMCO | INST |  | Pass | null
377949496 | Existing | 1SO | VACUUM | 33 kV | 2 | TNB | DISTRIBUTION |  | TAMCO | GV 30P 25D | BUS SECTION | 300286538 | WKLC/PPU/G00037/MB1SO | 1SO | CLOSED | PPU PLAZA DUTA (AVENUE K) | KUALA LUMPUR PUSAT | TAMCO | INST |  | Pass | null
377951811 | Existing | VCB3 | VACUUM | 11 kV | 630 | TNB | DISTRIBUTION |  | ITEM | 8BK88 K03 | P/E KOMPLEKS KEWANGAN | 300451606 | WKLC/PPU/G00039/NB3 | 3 | CLOSED | PPU ST MARY | KUALA LUMPUR PUSAT | ITEM | INST |  | Pass | null
416995235 | Existing | 7661 | VACUUM | 11 kV | 630 | TNB | DISTRIBUTION |  |  | VBH-124-40 | UBN OFFICE | 300061625 | WKLC/PCE/J00082/MB7661 | 7661 | CLOSED | UBN PANGSAPURI | KUALA LUMPUR PUSAT | AICHI | INST |  | Pass | null
418026453 | Existing |  | VACUUM | 11 kV | 0 | TNB | DISTRIBUTION | [6 empty] | 1 | CLOSED | SSU BLOK A ONE RESIDENCY JALAN NAGASARI | KUALA LUMPUR PUSAT |  |  |  | Pass | null
419197632 | Existing | 10580 | VACUUM | 11 kV | 630 | TNB | DISTRIBUTION |  |  | 3AH5 104-2 | UMNO JALAN PASAR | 300064161 | WKLC/PCE/J00546/MB10580 | 10580 | CLOSED | KHOO LIN COURT | KUALA LUMPUR PUSAT | ITEM | INST |  | Pass | null
377949700 | Existing | 1HO | VACUUM | 33 kV | 1 | TNB | DISTRIBUTION |  | TAMCO | GV 30M 25D | 30 MVA TX 1 | 300286536 | WKLC/PPU/G00037/MB1HO | 1HO | CLOSED | PPU PLAZA DUTA (AVENUE K) | KUALA LUMPUR PUSAT | TAMCO | INST |  | Pass | null
419553922 | Existing | 45100 | VACUUM | 11 kV | 630 | TNB | DISTRIBUTION |  |  | VK 10J20H | P/E LOT 163 JALAN PERAK | 311279639 | WKLC/PCE/J01595/MB45100 | 45100 | CLOSED | SOHO JALAN PERAK | KUALA LUMPUR PUSAT | TAMCO | INST | YTBC | Pass | null
416831746 | Existing | 40219 | VACUUM | 11 kV | 630 | TNB | DISTRIBUTION |  |  | VK 10J20H | KUAIT EMBASSY | 300268781 | WKLC/PCE/J01462/MB40219 | 40219 | CLOSED | 231 P/PURI SERVIS JLN TUN RAZAK | KUALA LUMPUR PUSAT | TAMCO | INST |  | Pass | null
417308132 | Existing | 17815 | VACUUM | 11 kV | 630 | TNB | DISTRIBUTION |  |  | VK10J20H | PENGGUNA 11KV | 300061221 | WKLC/PCE/J00006/MB17815 | 17815 | CLOSED | ROCKMAN REGENCY HOTEL | KUALA LUMPUR PUSAT | TAMCO | INST |  | Pass | null
416442146 | Existing | 48477 | VACUUM | 11 kV | 630 | TNB | DISTRIBUTION |  |  | VK10J20H | LOOPING | 300537216 | WKLC/PCE/J01731/MB5 | 48477 | CLOSED | SSU SUITE PLATINUM | KUALA LUMPUR PUSAT | TAMCO | INST | YTBC | Pass | null
415749412 | Existing | 33318 | VACUUM | 11 kV | 630 | TNB | DISTRIBUTION |  |  | VK10J20H | PPU KLCC | 300245176 | WKLC/PCE/J01135/MB33318 | 33318 | CLOSED | SSU KLCC CONVENTION EXHIBITION CENTRE | KUALA LUMPUR PUSAT | TAMCO | INST |  | Pass | null
377951250 | Existing | VCB2 | VACUUM | 11 kV | 630 | TNB | DISTRIBUTION |  | ITEM | 3AH5 104-2 | SPARE | 310104863 | WKLC/PPU/G00040/NB2 | 2 | CLOSED | PPU BANK KERJASAMA RAKYAT | KUALA LUMPUR PUSAT | ITEM | INST | YTBC | Pass | null
419597219 | Existing | 11742 | VACUUM | 11 kV | 630 | TNB | DISTRIBUTION |  |  | VK10J20H | 11KV CONSUMER | 300063690 | WKLC/PCE/J00457/MB11742 | 11742 | CLOSED | PARKSON GRAND | KUALA LUMPUR PUSAT | TAMCO | INST |  | Pass | null
416509712 | Existing | 31452 | VACUUM | 11 kV | 630 | TNB | DISTRIBUTION |  |  | VK10J25H | TAMAN BUKIT TERATAI NO 2 | 300244704 | WKLC/PCE/J00456/MB31452 | 31452 | CLOSED | SEK KEB TAMAN BUKIT TERATAI | KUALA LUMPUR PUSAT | TAMCO | INST |  | Pass | null
377396588 | Existing | VCB30 | VACUUM | 11 kV | 2 | TNB | DISTRIBUTION |  | ABB | VD4 1220-25 | BUS SECTION | 300044438 | WKLC/PPU/G00014/NB30 | 30 | CLOSED | PPU LOW YATT | KUALA LUMPUR PUSAT | ABB | INST |  | Pass | null
377591436 | Existing | VCB7 | VACUUM | 11 kV | 630 | TNB | DISTRIBUTION |  | TAMCO | VK 10J 20D | AMPANG INDAH NO.3 | 300044777 | WKLC/PPU/G00026/NB7 | 7 | CLOSED | PPU TAMAN KOSAS | KUALA LUMPUR PUSAT | TAMCO | INST |  | Pass | null
377590707 | Existing | 2P5 | VACUUM | 33 kV | 1 | TNB | DISTRIBUTION |  | TAMCO | VY-30M 25D | 2P5 - PMU JLN IMBI | 300044697 | WKLC/PPU/G00024/MB2P5 | 2P5 | CLOSED | PPU STAR HILL | KUALA LUMPUR PUSAT | TAMCO | INST |  | Pass | null
418446800 | Existing | 3189 | VACUUM | 11 kV | 630 | TNB | DISTRIBUTION |  |  | VK 10J20H | SOLOMON COURT | 300063643 | WKLC/PCE/J00448/MB3189 | 3189 | CLOSED | PE WISMA MPI | KUALA LUMPUR PUSAT | TAMCO | INST |  | Pass | null
378147499 | Existing |  | VACUUM | 33 kV | 0 | TNB | DISTRIBUTION | [6 empty] | 3P5 | OPEN | PPU KL ECO CITY NO 2 | KUALA LUMPUR PUSAT |  |  |  | Pass | null
419751529 | Existing | 31605 | VACUUM | 11 kV | 630 | TNB | DISTRIBUTION |  |  | HICLAD 12A20 | TX 1 | 300244865 | WKLC/PCE/J00568/MB31605 | 31605 | CLOSED | RUMAH PANGSA KOS RENDAH PANDAN UTAMA | KUALA LUMPUR PUSAT | EPE | INST |  | Pass | null
416822887 | Existing | 15875 | VACUUM | 11 kV | 630 | TNB | DISTRIBUTION |  |  | VK 10J20H | LTAT | 300061897 | WKLC/PCE/J00132/MB15875 | 15875 | CLOSED | MENARA KECK SENG | KUALA LUMPUR PUSAT | TAMCO | INST |  | Pass | null
412314796 | Existing | 2577 | VACUUM | 11 kV | 630 | TNB | DISTRIBUTION |  |  | N/A | OUB | 300245369 | WKLC/PCE/J01245/MB2577 | 2577 | CLOSED | HSBC | KUALA LUMPUR PUSAT | VSI BRUSH | INST |  | Pass | null
377377592 | Existing | VCB14 | VACUUM | 11 kV | 630 | TNB | DISTRIBUTION |  | EPE | VFT12D | SPARE | 10001371 | WKLC/PPU/G00038/NB14 | 14 | CLOSED | PPU F & N | KUALA LUMPUR PUSAT |  |  |  | Pass | null
416745842 | Existing | 36385 | VACUUM | 11 kV | 630 | TNB | DISTRIBUTION |  |  | SBV4/800/20-SI | PPU APSC CB9 | 311302141 | WKLC/PCE/J00753/MB36385 | 36385 | CLOSED | BLK B P/PURI JLN MAMANDA 11 | KUALA LUMPUR PUSAT | GEC | INST | YTBC | Pass | null
378351071 | Existing |  |  | 11 kV | 0 | TNB | DISTRIBUTION | [7 empty] | CLOSED | PE VELOCITY HOTEL | KUALA LUMPUR PUSAT |  |  |  | Fail | Please check "InsulationType"
417308534 | Existing |  | VACUUM | 11 kV | 0 | TNB | DISTRIBUTION |  |  |  |  | 311413372 | WKLC/PCE/J01884/MB1 | 52613 | CLOSED | PE MENARA YTL BKT BINTANG | KUALA LUMPUR PUSAT | TOSHIBA | INST | YTBC | Pass | null
377522814 | Existing | 1P5 | VACUUM | 33 kV | 1 | TNB | DISTRIBUTION |  | TAMCO | GV 30M 25D | 1P5-PMU AMPANG | 300044043 | WKLC/PPU/G00001/MB1P5 | 1P5 | CLOSED | PPU AMPANG SPECIALIST CENTRE | KUALA LUMPUR PUSAT | TAMCO | INST |  | Pass | null
417145205 | Existing | 12527 | VACUUM | 11 kV | 630 | TNB | DISTRIBUTION |  |  | VK10J20H | LRG KUDA LARI | 300064334 | WKLC/PCE/J00577/MB12527 | 12527 | CLOSED | WISMA TAN & TAN | KUALA LUMPUR PUSAT | TAMCO | INST |  | Pass | null
417037744 | Existing | 2517 | VACUUM | 11 kV | 400 | TNB | DISTRIBUTION |  |  | BVP.17 | WING ONN | 300245309 | WKLC/PCE/J01272/MB2517 | 2517 | CLOSED | JLN YAP AH LOY | KUALA LUMPUR PUSAT | AEI | INST |  | Pass | null
377303076 | Existing | 1P5 | VACUUM | 33 kV | 1 | TNB | DISTRIBUTION |  | TAMCO | VY 30M 25D | 1P5 - PMU VISION CITY 7L5 | 300044858 | WKLC/PPU/G00030/MB1P5 | 1P5 | OPEN | PPU UNION SQUARE | KUALA LUMPUR PUSAT | TAMCO | INST |  | Pass | null
377692836 | Existing | VCB5 | VACUUM | 11 kV | 630 | TNB | DISTRIBUTION |  | EPE | VFT12D | S.SUIS NO 2 | 300043971 | WKLC/PMU/G00006/NB5 | 5 | CLOSED | PMU MID VALLEY 132/33/11KV | KUALA LUMPUR PUSAT | EPE | INST |  | Pass | null
377398672 | Existing | VCB4 | VACUUM | 11 kV | 630 | TNB | DISTRIBUTION |  | TAMCO | VK 10J 20D | SSU UE3 11KV | 300044521 | WKLC/PPU/G00017/NB4 | 4 | CLOSED | PPU MIHARJA | KUALA LUMPUR PUSAT | TAMCO | INST |  | Pass | null
377398768 | Existing | VCB3 | VACUUM | 11 kV | 630 | TNB | DISTRIBUTION |  | TAMCO | VK 10J 20D | P/E QUEENS AVENUE JALAN SHELLY | 300044516 | WKLC/PPU/G00017/NB3 | 3 | CLOSED | PPU MIHARJA | KUALA LUMPUR PUSAT | TAMCO | INST |  | Pass | null
416376337 | Existing | 32539 | VACUUM | 11 kV | 630 | TNB | DISTRIBUTION |  |  | VFT-12 | PPU PNB CB8 | 311297172 | WKLC/PCE/J00274/MB32539 | 32539 | OPEN | PNB DARBY PARK JLN BINJAI | KUALA LUMPUR PUSAT | EPE | INST | YTBC | Pass | null
418382492 | Existing | 7491 | VACUUM | 11 kV | 630 | TNB | DISTRIBUTION |  |  | VFT-12 | TMN CAHAYA APARTMENT NO.1 | 300064844 | WKLC/PCE/J00662/MB7491 | 7491 | CLOSED | TAMAN CAHAYA NO.2 (JEBCON ) | KUALA LUMPUR PUSAT | MEIDENSHA | INST |  | Pass | null
417021824 | Existing | 8895 | VACUUM | 11 kV | 630 | TNB | DISTRIBUTION |  |  | VK10J20H | PANDAN JAYA NO 7 | 300063145 | WKLC/PCE/J00363/MB8895 | 8895 | CLOSED | PANDAN JAYA NO.8 | KUALA LUMPUR PUSAT | TAMCO | INST |  | Pass | null
411305103 | Existing | 6849 | VACUUM | 11 kV | 630 | TNB | DISTRIBUTION |  |  | VK 10J20H | TX | 300062702 | WKLC/PCE/J00280/MB6849 | 6849 | CLOSED | SOUTHERN BANK | KUALA LUMPUR PUSAT | TAMCO | INST |  | Pass | null
412228700 | Existing | 2836 | VACUUM | 11 kV | 630 | TNB | DISTRIBUTION |  |  |  | PANGSAPURI SEPUTEH PERMAI | 300245248 | WKLC/PCE/J01008/MB2836 | 2836 | CLOSED | BANGUNAN KUB | KUALA LUMPUR PUSAT |  | INST |  | Pass | null
417922175 | Existing | 35869 | VACUUM | 11 kV | 630 | TNB | DISTRIBUTION |  |  | VK10J25H | PASIFIC BANK JALAN SULTAN ISMA | 300245881 | WKLC/PCE/J01360/MB35869 | 35869 | CLOSED | MORTEGO LRG PERAK | KUALA LUMPUR PUSAT | TAMCO | INST |  | Pass | null
406272800 | Existing | 32272 | VACUUM | 11 kV | 630 | TNB | DISTRIBUTION |  |  | HV12 | 3 BKT PRMAI UTMA T PRMAI | 300245220 | WKLC/PCE/J01117/MB32272 | 32272 | CLOSED | NO.4 BKT PERMAI UTAMA | KUALA LUMPUR SELATAN | TOPRANK | INST |  | Fail | Please check "Operational Area"
417897253 | Existing | 29528 | VACUUM | 11 kV | 800 | TNB | DISTRIBUTION |  |  | SBV 4 | P/E SEK MEN. PANDAN MEWAH | 300066567 | WKLC/PCE/J00966/MB29528 | 29528 | CLOSED | PANDAN COURT NO 1 JLN MEWAH UTARA | KUALA LUMPUR PUSAT | MAHKOTA | INST |  | Pass | null
412267791 | Existing | 47839 | VACUUM | 11 kV | 630 | TNB | DISTRIBUTION |  |  | VK10J20H | P/E TARAGON PUTERI | 300537545 | WKLC/PCE/J00792/MB5 | 47839 | CLOSED | SUNSHINE HOTEL | KUALA LUMPUR PUSAT | TAMCO | INST | YTBC | Pass | null
418762318 | Existing | 31296 | VACUUM | 11 kV | 630 | TNB | DISTRIBUTION |  |  | UNIVAC 12 | BUS SECTION | 10000533 | WKLC/PCE/J00508/MB31296 | 31296 | CLOSED | WISMA AIA JALAN AMPANG | KUALA LUMPUR PUSAT | UNIVAC SWITCHGEAR | INST |  | Pass | null
418735145 | Existing | 2170 | VACUUM | 11 kV | 630 | TNB | DISTRIBUTION |  |  | VK10J20H | 11KV CONSUMER | 300065528 | WKLC/PCE/J00790/MB2170 | 2170 | CLOSED | PE FEDERAL HOTEL | KUALA LUMPUR PUSAT | TAMCO | INST |  | Pass | null
417867228 | Existing | 39572 | VACUUM | 11 kV | 630 | TNB | DISTRIBUTION |  |  | 12A20 | LOOPING | 311302193 | WKLC/PCE/J00956/MB39572 | 39572 | OPEN | DID AMPANG | KUALA LUMPUR PUSAT | EPE | INST | YTBC | Pass | null
416613260 | Existing | 46344 | VACUUM | 11 kV | 630 | TNB | DISTRIBUTION |  |  | 8BK-88E B2B | PENGGUNA | 300537516 | WKLC/PCE/J01665/MB3 | 46344 | CLOSED | SSU BERJAYA PARK JLN AMPANG | KUALA LUMPUR PUSAT | ITEM | INST | YTBC | Pass | null
377694824 | Existing | 5L5 | VACUUM | 33 kV | 1 | TNB | DISTRIBUTION |  | EPE | VJ-32 | SSU KLCC | 300043925 | WKLC/PMU/G00005/MB5L5 | 5L5 | CLOSED | PMU KLCC 132/33/11KV | KUALA LUMPUR PUSAT | EPE | INST |  | Pass | null
416759243 | Existing | 46478 | VACUUM | 11 kV | 630 | TNB | DISTRIBUTION |  |  | 12A20 | PENGGUNA 11KV NO 1 | 300535441 | WKLC/PCE/J01715/MB46478 | 46478 | CLOSED | RESIDEN M AMPANG | KUALA LUMPUR PUSAT | EPE | INST | YTBC | Pass | null
417127784 | Existing | 7069 | VACUUM | 11 kV | 630 | TNB | DISTRIBUTION |  |  | VBH-124-40 | 11KV CONSUMER | 300064126 | WKLC/PCE/J00539/MB7069 | 7069 | CLOSED | PNB TENANT | KUALA LUMPUR PUSAT | AICHI | INST |  | Pass | null
411751798 | Existing |  | VACUUM | 11 kV | 0 | TNB | DISTRIBUTION | [6 empty] | 22183 | CLOSED | NO.2 JLN SULAIMAN 3 | KUALA LUMPUR PUSAT |  |  |  | Pass | null
411335153 | Existing | 16107 | VACUUM | 11 kV | 630 | TNB | DISTRIBUTION |  |  | VK 10J20H | TX 1 | 300061196 | WKLC/PCE/J00002/MB16107 | 16107 | CLOSED | MUI HONG APARTMENT | KUALA LUMPUR PUSAT | TAMCO | INST |  | Pass | null
377952047 | Existing | VCB1 | VACUUM | 11 kV | 630 | TNB | DISTRIBUTION |  | ITEM | 8BK88 K01 | PENGGUNA 11KV MSB NO1 ST MARY | 300451596 | WKLC/PPU/G00039/NB1 | 1 | CLOSED | PPU ST MARY | KUALA LUMPUR PUSAT | ITEM | INST |  | Pass | null
416823044 | Existing | 21053 | VACUUM | 11 kV | 630 | TNB | DISTRIBUTION |  |  | 12A20 | ALAT UBAH | 300062436 | WKLC/PCE/J00228/MB21053 | 21053 | CLOSED | THE ASCOTT JALAN PINANG | KUALA LUMPUR PUSAT | EPE | INST |  | Pass | null
417454785 | Existing | 5113 | VACUUM | 11 kV | 400 | TNB | DISTRIBUTION |  |  | R4/1 MK8 | TX | 300245387 | WKLC/PCE/J01141/MB5113 | 5113 | CLOSED | P.U. KAMPUNG TASIK | KUALA LUMPUR PUSAT | BRUSH SWITCHGEAR | INST |  | Pass | null
409120352 | Existing |  | VACUUM | 11 kV | 0 | TNB | DISTRIBUTION | [6 empty] | 4 | OPEN | PPU SUNCITY D-PZW-S14-9157 | KUALA LUMPUR PUSAT |  |  |  | Pass | null
416303336 | Existing | 44881 | VACUUM | 11 kV | 630 | TNB | DISTRIBUTION |  |  | VK 10J20H | PENGGUNA 11KV | 311279588 | WKLC/PCE/J00431/MB44881 | 44881 | CLOSED | PLAZA PALAS LORONG PALAS | KUALA LUMPUR PUSAT | TAMCO | INST | YTBC | Pass | null
377520359 | Existing | 2P5 | VACUUM | 33 kV | 1 | TNB | DISTRIBUTION |  | ABB | VD3.1 3612-25 | 2P5-POT END AT PPU APSC | 300286270 | WKLC/PPU/G00006/MB2P5 | 2P5 | CLOSED | PPU GREAT EASTERN | KUALA LUMPUR PUSAT |  | INST |  | Pass | null
377635901 | Existing | VCB30 | VACUUM | 11 kV | 2 | TNB | DISTRIBUTION |  | TAMCO | VK 10P 25D | BUS SECTION | 300044823 | WKLC/PPU/G00028/NB30 | 30 | CLOSED | PPU TELEKOM BRICKFIELD | KUALA LUMPUR PUSAT | TAMCO | INST |  | Pass | null
403383370 | Existing | 32489 | VACUUM | 11 kV | 630 | TNB | DISTRIBUTION |  |  | A1 | JALAN WANGSA 4 WANGSA UKAY | 300245267 | WKLC/PCE/J00377/MB32489 | 32489 | CLOSED | PETRONAS JALAN WANGSA UKAY 2 | KUALA LUMPUR TIMUR | ABB | INST |  | Fail | Please check "Operational Area"
411998420 | Existing |  | VACUUM | 11 kV | 0 | TNB | DISTRIBUTION | [6 empty] | 52360 | CLOSED |  | KUALA LUMPUR PUSAT |  |  |  | Pass | null
417930856 | Existing | VCB1 | VACUUM | 11 kV | 630 | TNB | DISTRIBUTION |  |  | GV3 | VCB 1 - SSU 3A ECO CITY | 311754115 | WKLC/PPU/G00051/NB7 | 7 | OPEN | PPU TRX CITY NO.1 D-PZW-S17-9277 | KUALA LUMPUR PUSAT | TAMCO | INST | YTBC | Pass | null
377588654 | Existing | VCB1 | VACUUM | 11 kV | 630 | TNB | DISTRIBUTION |  | TAMCO | VK 10J 20D | PHILEO PROMENADE OFC TOWER | 300044622 | WKLC/PPU/G00021/NB1 | 1 | CLOSED | PPU PHILEO | KUALA LUMPUR PUSAT | TAMCO | INST |  | Pass | null
419468012 | Existing | 12227 | VACUUM | 11 kV | 630 | TNB | DISTRIBUTION |  |  | VK10J20H | METRO VILLA | 300061998 | WKLC/PCE/J00148/MB12227 | 12227 | CLOSED | ROSE VIESTA | KUALA LUMPUR PUSAT | TAMCO | INST |  | Pass | null
377949559 | Existing | VCB32 | VACUUM | 11 kV | 2 | TNB | DISTRIBUTION |  | TAMCO | VK 10J 20D | 30 MVA TX 2 | 300286551 | WKLC/PPU/G00037/NB32 | 32 | CLOSED | PPU PLAZA DUTA (AVENUE K) | KUALA LUMPUR PUSAT | TAMCO | INST |  | Pass | null
377951938 | Existing | VCB12 | VACUUM | 11 kV | 630 | TNB | DISTRIBUTION |  | ITEM | 8BK88 KT12 | P/E MUI PLAZA | 300451601 | WKLC/PPU/G00039/NB12 | 12 | CLOSED | PPU ST MARY | KUALA LUMPUR PUSAT | ITEM | INST |  | Pass | null
418906265 | Existing | 41814 | VACUUM | 11 kV | 630 | TNB | DISTRIBUTION |  |  | VK 10J20H | MSB PENGGUNA 11KV NO.2 | 300289220 | WKLC/PCE/J01552/MB41814 | 41814 | CLOSED | HAMPSHIRE PLACE PERS HAMPSHIRE | KUALA LUMPUR PUSAT | TAMCO | INST |  | Pass | null
377376460 | Existing | VCB14 | VACUUM | 11 kV | 630 | TNB | DISTRIBUTION |  | EPE | VFT-12-106 | P/E MENARA BIMB JLN PERAK | 300286615 | WKLC/PPU/G00034/NB14 | 14 | CLOSED | PPU ROYAL CENDANA | KUALA LUMPUR PUSAT | EPE | INST |  | Pass | null
377377093 | Existing | 1WO | VACUUM | 33 kV | 2 | TNB | DISTRIBUTION |  | TAMCO | GV 30P 25D | 1W0 - BUS COUPLER | 300293293 | WKLC/PPU/G00038/MB1W0 | 1WO | CLOSED | PPU F & N | KUALA LUMPUR PUSAT |  | INST |  | Pass | null
420842945 | Existing | 13078 | VACUUM | 11 kV | 630 | TNB | DISTRIBUTION |  |  | TYPE A-2(10) | TRANSFORMER | 300244936 | WKLC/PCE/J01315/MB13078 | 13078 | CLOSED | PE KRISTAL COURT | KUALA LUMPUR PUSAT | EPE | INST |  | Pass | null
400707528 | Existing | 19610 | VACUUM | 11 kV | 630 | TNB | DISTRIBUTION |  |  | VMH12 | PENGGUNA 11KV | 300064743 | WKLC/PCE/J00646/MB19610 | 19610 | CLOSED | LOT 218 JLN AMPANG | KUALA LUMPUR TIMUR | LKH | INST |  | Fail | Please check "Operational Area"
417093430 | Existing | 37858 | VACUUM | 11 kV | 630 | TNB | DISTRIBUTION |  |  | 8BK-88 | SPARE | 311297291 | WKLC/PCE/J00528/MB37858 | 37858 | CLOSED | WELD SUPERMARKET | KUALA LUMPUR PUSAT | ITEM | INST | YTBC | Pass | null
418046675 | Existing | 34167 | VACUUM | 11 kV | 630 | TNB | DISTRIBUTION |  |  | VMH 12 | P/E PKNS AMPANG JAYA | 300244639 | WKLC/PCE/J01142/MB34167 | 34167 | CLOSED | TAR VILLAS JALAN 4K AMPANG JAYA | KUALA LUMPUR PUSAT | LKH | INST |  | Pass | null
417308541 | Existing |  | VACUUM | 11 kV | 0 | TNB | DISTRIBUTION |  |  |  |  | 311413387 | WKLC/PCE/J01884/MB6 | 52618 | CLOSED | PE MENARA YTL BKT BINTANG | KUALA LUMPUR PUSAT | TOSHIBA | INST | YTBC | Pass | null
377377663 | Existing | VCB30 | VACUUM | 33 kV | 2 | TNB | DISTRIBUTION |  | ITEM | 8BK88 KS01 | BUS SECTION | 300454819 | WKLC/PPU/G00041/NB30 | 30 | CLOSED | PPU SG PURUN | KUALA LUMPUR PUSAT | ITEM | INST |  | Pass | null
412194495 | Existing | 47551 | VACUUM | 11 kV | 630 | TNB | DISTRIBUTION |  |  | HV12 | LOOPING | 311279645 | WKLC/PCE/J01646/MB47551 | 47551 | CLOSED | SSU FEDERAL AUTO JLN SYED PUTRA | KUALA LUMPUR PUSAT | TOSHIBA | INST | YTBC | Pass | null
417046215 | Proposed |  | VACUUM | 11 kV | 0 | TNB | DISTRIBUTION | [7 empty] | CLOSED |  | KUALA LUMPUR PUSAT |  |  |  | Fail | Please check "Status"
377395762 | Existing | VCB4 | VACUUM | 11 kV | 630 | TNB | DISTRIBUTION |  | TAMCO | VK 10J 25D | P/E SKLCE(33318) | 300044412 | WKLC/PPU/G00013/NB4 | 4 | CLOSED | PPU KLCC | KUALA LUMPUR PUSAT |  | INST |  | Pass | null
377395858 | Existing | VCB3 | VACUUM | 11 kV | 630 | TNB | DISTRIBUTION |  | TAMCO | VK 10J 25D | P/E SKLCE(33315) | 300044407 | WKLC/PPU/G00013/NB3 | 3 | CLOSED | PPU KLCC | KUALA LUMPUR PUSAT |  | INST |  | Pass | null
378147885 | Existing | 9L5 | VACUUM | 33 kV | 1 | TNB | DISTRIBUTION |  | EPE | VJ-32DBB | SSU DARATAN ASLI 3S5 | 300043915 | WKLC/PMU/G00004/MB9L5 | 9L5 | CLOSED | PMU JALAN IMBI 132/33/11KV | KUALA LUMPUR PUSAT |  | INST |  | Pass | null
378147853 | Existing | VCB12 | VACUUM | 11 kV | 630 | TNB | DISTRIBUTION |  | EPE | VFT-12D | P/E LOT 10 | 300286384 | WKLC/PMU/G00004/NB12 | 12 | CLOSED | PMU JALAN IMBI 132/33/11KV | KUALA LUMPUR PUSAT |  | INST |  | Pass | null
378148614 | Existing | 15L5 | VACUUM | 33 kV | 1 | TNB | DISTRIBUTION |  | TAMCO | GV 30M 25D | PPU LOW YATT | 300286617 | WKLC/PMU/G00004/MB15L5 | 15L5 | CLOSED | PMU JALAN IMBI 132/33/11KV | KUALA LUMPUR PUSAT |  | INST |  | Pass | null
419198001 | Existing | 29702 | VACUUM | 11 kV | 630 | TNB | DISTRIBUTION |  |  | VFT12 | PADAT BEVERLY HILLS | 300064210 | WKLC/PCE/J00553/MB29702 | 29702 | OPEN | IXORA APARTMENT | KUALA LUMPUR PUSAT | EPE | INST |  | Pass | null
419158931 | Existing | 39854 | VACUUM | 11 kV | 630 | TNB | DISTRIBUTION |  |  | 8BK-88E | P/E LRT PANDAN INDAH | 311297165 | WKLC/PCE/J00074/MB39854 | 39854 | CLOSED | TAMAN CEMPAKA NO.1 | KUALA LUMPUR PUSAT | ITEM | INST | YTBC | Pass | null
376923174 | Existing | 1S5 | VACUUM | 33 kV | 1 | TNB | DISTRIBUTION |  | TAMCO | VY-30M25D | 1S5 - FEEDER NO 1 | 300044918 | WKLC/SSU/G00003/MB1S5 | 1S5 | CLOSED | SSU LRT AMPANG | KUALA LUMPUR PUSAT | TAMCO | INST |  | Pass | null
377397942 | Existing | VCB14 | VACUUM | 11 kV | 630 | TNB | DISTRIBUTION |  | TAMCO | VK 10J 20D | HOTEL IMPIANA KLCC JLN PINANG | 300044484 | WKLC/PPU/G00016/NB14 | 14 | CLOSED | PPU MBF PLAZA | KUALA LUMPUR PUSAT | TAMCO | INST |  | Pass | null
419082228 | Existing | 9388 | VACUUM | 11 kV | 630 | TNB | DISTRIBUTION |  |  | VK 10J20H | MENARA DION | 300063804 | WKLC/PCE/J00479/MB9388 | 9388 | OPEN | REGENT HOTEL ( GRAND MILLENNIUM KL ) | KUALA LUMPUR PUSAT | TAMCO | INST |  | Pass | null
377592598 | Existing | VCB9 | VACUUM | 11 kV | 630 | TNB | DISTRIBUTION |  | TAMCO | VK 10J 25D | KLG AIS BKT PERMAI | 300316079 | WKLC/PPU/G00027/NB9 | 9 | CLOSED | PPU TASIK TAMBAHAN | KUALA LUMPUR PUSAT | TAMCO | INST |  | Pass | null
418643539 | Existing |  | VACUUM | 11 kV | 0 | TNB | DISTRIBUTION |  |  |  |  | 300062793 | WKLC/PCE/J00298/MB7792 | 7792 | CLOSED | PE NAGARIA | KUALA LUMPUR PUSAT |  |  |  | Pass | null
378148383 | Existing | 1WO | VACUUM | 33 kV | 2 | TNB | DISTRIBUTION |  | EPE | VJ-32DBB | BUS COUPLER | 300043907 | WKLC/PMU/G00004/MB1WO | 1WO | CLOSED | PMU JALAN IMBI 132/33/11KV | KUALA LUMPUR PUSAT |  | INST |  | Pass | null
399193632 | Existing | 33184 | VACUUM | 11 kV | 630 | TNB | DISTRIBUTION |  |  | HV-12 | TX | 300245642 | WKLC/PCE/J00076/MB33184 | 33184 | CLOSED | BALAI BOMBA JLN JELATEK | KUALA LUMPUR TIMUR | TOSHIBA | INST |  | Fail | Please check "Operational Area"
416775923 | Existing | 7280 | VACUUM | 11 kV | 630 | TNB | DISTRIBUTION |  |  | VBH-124-40 | TX 2 | 10000544 | WKLC/PCE/J00484/MB7280 | 16212 | CLOSED | MENARA AETHNA | KUALA LUMPUR PUSAT | AICHI | INST |  | Pass | null
63373489 | Existing | 1HO | VACUUM | 33 kV | 1 | TNB | DISTRIBUTION |  | TOSHIBA | VY30M25D | 3O MVA 33/11KV TX1 | 300043860 | WKLC/PMU/G00002/MB1HO | 1H0 | CLOSED | PMU BUKIT MAHKAMAH 132/33/11KV | KUALA LUMPUR PUSAT | TOSHIBA | INST |  | Pass | null
412327211 | Existing | 15457 | VACUUM | 11 kV | 630 | TNB | DISTRIBUTION |  |  | VK 10J25H | TX 1000KVA | 300244777 | WKLC/PCE/J01101/MB15457 | 15457 | CLOSED | LRT SUNGAI BESI (PUDU) | KUALA LUMPUR PUSAT | TAMCO | INST |  | Pass | null
418258413 | Existing | 16915 | VACUUM | 11 kV | 630 | TNB | DISTRIBUTION |  |  | N/A | 11KV CONSUMER | 300245114 | WKLC/PCE/J01014/MB16915 | 16915 | CLOSED | DEWAN BAHASA | KUALA LUMPUR PUSAT | UNIVAC | INST |  | Pass | null
418734479 | Existing | 21628 | VACUUM | 11 kV | 630 | TNB | DISTRIBUTION |  |  | HICLAD 12A20 | BANGUNAN TECK | 300063788 | WKLC/PCE/J00475/MB21628 | 21628 | CLOSED | PE WISMA TEO SWEE KIAN | KUALA LUMPUR PUSAT | EPE | INST |  | Pass | null
418735144 | Existing | 596 | VACUUM | 11 kV | 630 | TNB | DISTRIBUTION |  |  | VK10J20H | OPTIMA JAYA HOTEL | 300065530 | WKLC/PCE/J00790/MB596 | 596 | OPEN | PE FEDERAL HOTEL | KUALA LUMPUR PUSAT | TAMCO | INST |  | Pass | null
399845678 | Existing | 12630 | VACUUM | 11 kV | 630 | TNB | DISTRIBUTION |  |  | VK10J20H | 11KV PENGGUNA | 300062192 | WKLC/PCE/J00187/MB12630 | 12630 | CLOSED | TARA TOWER | KUALA LUMPUR TIMUR | TAMCO | INST |  | Fail | Please check "Operational Area"
377304398 | Existing | 2P5 | VACUUM | 33 kV | 1 | TNB | DISTRIBUTION |  | TAMCO | VY 30M 25DT | 2P5 - KAWALRAM | 300044888 | WKLC/PPU/G00031/MB2P5 | 2P5 | CLOSED | PPU YOW CHUAN PLAZA | KUALA LUMPUR PUSAT | TAMCO | INST |  | Pass | null
417536095 | Existing | 9639 | VACUUM | 11 kV | 630 | TNB | DISTRIBUTION |  |  | VK10J20H | BUKIT INDAH NO.3 | 300065150 | WKLC/PCE/J00718/MB9639 | 9639 | CLOSED | AMPANG INDAH NO.3 | KUALA LUMPUR PUSAT | TAMCO | INST |  | Pass | null
411997729 | Existing | 33489 | VACUUM | 11 kV | 630 | TNB | DISTRIBUTION |  |  | VK10J20H | TX 2 | 300246135 | WKLC/PCE/J00326/MB33489 | 33489 | CLOSED | JLN PEEL | KUALA LUMPUR PUSAT | TAMCO | INST |  | Pass | null
418073168 | Existing | 6148 | VACUUM | 11 kV | 630 | TNB | DISTRIBUTION |  |  | 3AH5 103-1 | TRANSFORMER 2 | 300245375 | WKLC/PCE/J01071/MB6148 | 6148 | CLOSED | STADIUM MERDEKA | KUALA LUMPUR PUSAT | ITEM | INST |  | Pass | null
377362201 | Existing | VCB8 | VACUUM | 33 kV | 630 | TNB | DISTRIBUTION |  | TAMCO | VK 10J 20D | P/E SELANGOR DREDGING | 300044359 | WKLC/PPU/G00011/NB8 | 8 | CLOSED | PPU KEWALRAM | KUALA LUMPUR PUSAT | TAMCO | INST |  | Pass | null
377363851 | Existing | VCB5 | VACUUM | 11 kV | 630 | TNB | DISTRIBUTION |  | TAMCO | VK-10J20D | SSU ROBERTSON RESIDENCE NO 2 | 300044268 | WKLC/PPU/G00008/NB5 | 5 | CLOSED | PPU JALAN PUDU | KUALA LUMPUR PUSAT |  | INST |  | Pass | null
412143808 | Existing | 30657 | VACUUM | 11 kV | 630 | TNB | DISTRIBUTION |  |  | SBV4/800/200-SI | NO 1 SEPUTEH HEIGHT | 300245024 | WKLC/PCE/J00126/MB30657 | 30657 | CLOSED | KONDO SRI LANGIT TMN SEPUTEH | KUALA LUMPUR PUSAT | MAHKOTA | INST |  | Pass | null
411335785 | Existing | 6743 | VACUUM | 11 kV | 630 | TNB | DISTRIBUTION |  |  | 3AH5 103-1 | MENARA AIA | 300062828 | WKLC/PCE/J00304/MB6743 | 6743 | CLOSED | JLN GEREJA | KUALA LUMPUR PUSAT | ITEM | INST |  | Pass | null
377374439 | Existing | 1SO | VACUUM | 33 kV | 2 | TNB | DISTRIBUTION |  | ITEM | 8DB 10 | 1SO-BUS SECTION | 300286506 | WKLC/PPU/G00036/MB1SO | 1SO | CLOSED | PPU MID VALLEY | KUALA LUMPUR PUSAT | ITEM | INST |  | Pass | null
377374215 | Existing | VCB3 | VACUUM | 11 kV | 630 | TNB | DISTRIBUTION |  | ITEM | 8BK88 K03 | CABLE ABANDON | 300286483 | WKLC/PPU/G00036/NB3 | 3 | OPEN | PPU MID VALLEY | KUALA LUMPUR PUSAT | ITEM | INST |  | Pass | null
377799261 | Existing | VCB9 | VACUUM | 11 kV | 630 | TNB | DISTRIBUTION |  | TAMCO | VK10J20H | JLN FOSS | 300044331 | WKLC/PPU/G00010/NB9 | 9 | CLOSED | PPU JALAN SG BESI | KUALA LUMPUR PUSAT | TAMCO | INST |  | Pass | null
419069057 | Existing | 34864 | VACUUM | 11 kV | 630 | TNB | DISTRIBUTION |  |  | HV-12 | TX2 | 300245844 | WKLC/PCE/J01351/MB34864 | 34864 | CLOSED | MERDEKA VILLA BLOK 1B JLN MERDEKA | KUALA LUMPUR PUSAT | TOPRANK | INST |  | Pass | null
417811444 | Existing | 31506 | VACUUM | 11 kV | 630 | TNB | DISTRIBUTION |  |  | VK10J25H | NO 2 PPRT JLN LAPANGAN TERBANG | 300244674 | WKLC/PCE/J01122/MB31506 | 31506 | CLOSED | NO.1 PPRT JLN LAPANGAN TERBANG LAMA SG B | KUALA LUMPUR PUSAT | TAMCO | INST |  | Pass | null
418628181 | Existing | 37958 | VACUUM | 11 kV | 800 | TNB | DISTRIBUTION |  |  | HV - 12 | TX 2 | 300264160 | WKLC/PCE/J01413/MB37958 | 37958 | CLOSED | BLK A1 APARTMENT AMPANG UTAMA | KUALA LUMPUR PUSAT | TOPRANK | INST |  | Pass | null
377635996 | Existing | VCB14 | VACUUM | 11 kV | 630 | TNB | DISTRIBUTION |  | TAMCO | VK10J20D | P/E THAMBIPILLAI B'FIELD NO.4 | 300044819 | WKLC/PPU/G00028/NB14 | 14 | CLOSED | PPU TELEKOM BRICKFIELD | KUALA LUMPUR PUSAT | TAMCO | INST |  | Pass | null
417930855 | Existing | 2H0 | VACUUM | 33 kV | 1 | TNB | DISTRIBUTION |  |  | GV30M25 | 30 MVA TX2 | 311678518 | WKLC/PPU/G00051/MB2 | 2HO | CLOSED | PPU TRX CITY NO.1 D-PZW-S17-9277 | KUALA LUMPUR PUSAT | TAMCO | INST | YTBC | Pass | null
415895372 | Existing | 6580 | VACUUM | 11 kV | 630 | TNB | DISTRIBUTION |  |  | VFT12 | PPU NARAJAYA | 300064633 | WKLC/PCE/J00627/MB6580 | 6580 | CLOSED | BENA TOWER | KUALA LUMPUR PUSAT | EPE | INST |  | Pass | null
418639498 | Existing | 22084 | VACUUM | 11 kV | 630 | TNB | DISTRIBUTION |  |  | SBV-4 | JLN 6/11 TAMAN KOMERSIALP. IND | 300066550 | WKLC/PCE/J00964/MB22084 | 22084 | CLOSED | JLN 6/3 TMN KOMERSIAL PANDAN INDAH | KUALA LUMPUR PUSAT | GEC | INST |  | Pass | null
377950984 | Existing | 3P5 | VACUUM | 33 kV | 1 | TNB | DISTRIBUTION |  | TAMCO | GV30M25D | 3P5-AMPANG GREAT | 310104820 | WKLC/PPU/G00040/MB3 | 3P5 | OPEN | PPU BANK KERJASAMA RAKYAT | KUALA LUMPUR PUSAT |  |  |  | Pass | null
377951048 | Existing | 3P5 | VACUUM | 33 kV | 1 | TNB | DISTRIBUTION |  | TAMCO | GV30M25D | 3P5-AMPANG GREAT | 310104821 | WKLC/PPU/G00040/MB4 | 5P5 | CLOSED | PPU BANK KERJASAMA RAKYAT | KUALA LUMPUR PUSAT |  |  |  | Pass | null
418893038 | Existing | 18395 | VACUUM | 11 kV | 630 | TNB | DISTRIBUTION |  |  | VMH12 | TX 2 | 10000578 | WKLC/PCE/J00020/MB18395 | 18395 | CLOSED | MEGAN PHILEO PROMENADE BLK B | KUALA LUMPUR PUSAT | LKH | INST |  | Pass | null
415990239 | Existing | 43458 | VACUUM | 11 kV | 630 | TNB | DISTRIBUTION |  |  | VK10J20H | PPU MIHARJA CB 7 | 300293474 | WKLC/PCE/J01577/MB43458 | 43458 | OPEN | SSU UE3 TAMAN MIHARJA | KUALA LUMPUR PUSAT | TAMCO | INST |  | Pass | null
418026323 | Existing | 7761 | VACUUM | 11 kV | 630 | TNB | DISTRIBUTION |  |  | VK 10J20H | CONSUMER | 300065501 | WKLC/PCE/J00785/MB7761 | 7761 | CLOSED | PERNAS INTERNATIONAL | KUALA LUMPUR PUSAT | TAMCO | INST |  | Pass | null
377364618 | Existing | 1HO | VACUUM | 33 kV | 1 | TNB | DISTRIBUTION |  | TAMCO | VY-30M25T | 1HO-30MVA TX1 | 300044218 | WKLC/PPU/G00007/MB1HO | 1HO | CLOSED | PPU HOTEL ISTANA | KUALA LUMPUR PUSAT | TAMCO | INST |  | Pass | null
417308130 | Existing | 17816 | VACUUM | 11 kV | 630 | TNB | DISTRIBUTION |  |  | VK10J20H | PADAT RESTORANT ORIENTAL | 300061222 | WKLC/PCE/J00006/MB17816 | 17816 | CLOSED | ROCKMAN REGENCY HOTEL | KUALA LUMPUR PUSAT | TAMCO | INST |  | Pass | null
377375538 | Existing | 1P5 | VACUUM | 33 kV | 1 | TNB | DISTRIBUTION |  | EPE | VGA-32 | 1P5 - PMU PANDAN MAJU | 300285777 | WKLC/PPU/G00032/MB1P5 | 1P5 | CLOSED | PPU HOSPITAL AMPANG | KUALA LUMPUR PUSAT | EPE | INST |  | Pass | null
419597217 | Existing | 11741 | VACUUM | 11 kV | 630 | TNB | DISTRIBUTION |  |  | VK10J20H | SG WANG PLAZA | 300063689 | WKLC/PCE/J00457/MB11741 | 11741 | OPEN | PARKSON GRAND | KUALA LUMPUR PUSAT | TAMCO | INST |  | Pass | null
419177112 | Existing | 6661 | VACUUM | 11 kV | 630 | TNB | DISTRIBUTION |  |  | HV-12 | KL TRAVEL LODGE | 300064599 | WKLC/PCE/J00622/MB6661 | 6661 | OPEN | WISMA ONN TAI NO.1 | KUALA LUMPUR PUSAT | TOPRANK | INST |  | Pass | null
417093397 | Existing | 17357 | VACUUM | 11 kV | 630 | TNB | DISTRIBUTION |  |  | 8BK-88 | 11KV CONSUMER NO.2 | 311297290 | WKLC/PCE/J00528/MB17357 | 17357 | CLOSED | WELD SUPERMARKET | KUALA LUMPUR PUSAT | ITEM | INST | YTBC | Pass | null
377589398 | Existing | VCB2 | VACUUM | 11 kV | 630 | TNB | DISTRIBUTION |  |  | 10-VPR-25B | VCB 2 - PNB VCB2 | 300044652 | WKLC/PPU/G00022/NB2 | 2 | CLOSED | PPU PNB/LUTH | KUALA LUMPUR PUSAT | MITSUBISHI | INST |  | Pass | null
419275142 | Existing | 36853 | VACUUM | 11 kV | 630 | TNB | DISTRIBUTION |  |  | VK10J20H | SPARE | 311297184 | WKLC/PCE/J01384/MB36853 | 36853 | OPEN | BLOCK B AMPANG PRIMA JLN WAWASAN 2 | KUALA LUMPUR PUSAT | TAMCO | INST | YTBC | Pass | null
377521079 | Existing | VCB14 | VACUUM | 11 kV | 630 | TNB | DISTRIBUTION |  | ABB | VD4E1206P20 | SSU STARHILL (TANG) | 300285736 | WKLC/PPU/G00003/NB14 | 14 | CLOSED | PPU BUKIT BINTANG | KUALA LUMPUR PUSAT | ABB | INST |  | Pass | null
377591370 | Existing | VCB9 | VACUUM | 11 kV | 630 | TNB | DISTRIBUTION |  | TAMCO | VK 10J 20D | TAMAN DAGANG NO.2 | 300044749 | WKLC/PPU/G00025/NB9 | 9 | CLOSED | PPU TAMAN DATOK AHMAD RAZALI | KUALA LUMPUR PUSAT | TAMCO | INST |  | Pass | null
419274895 | Existing | 15441 | VACUUM | 11 kV | 630 | TNB | DISTRIBUTION |  |  | VMH12 | TX1 | 300066605 | WKLC/PCE/J00971/MB15441 | 15441 | CLOSED | PANDAN INDAH INDUSTRIAL PARK NO 2 | KUALA LUMPUR PUSAT | LKH | INST |  | Pass | null
377592067 | Existing | VCB10 | VACUUM | 11 kV | 1 | TNB | DISTRIBUTION |  | TAMCO | VK 10M 20D | LOCAL TX | 300044791 | WKLC/PPU/G00027/NB10 | 10 | CLOSED | PPU TASIK TAMBAHAN | KUALA LUMPUR PUSAT | TAMCO | INST |  | Pass | null
378148076 | Existing | VCB11 | VACUUM | 11 kV | 630 | TNB | DISTRIBUTION |  | EPE | VFT-12D | P/E SON & SAN | 300286369 | WKLC/PMU/G00004/NB11 | 11 | CLOSED | PMU JALAN IMBI 132/33/11KV | KUALA LUMPUR PUSAT |  | INST |  | Pass | null
416994906 | Existing |  | VACUUM | 11 kV | 0 | TNB | DISTRIBUTION | [6 empty] | B3 | OPEN |  | KUALA LUMPUR PUSAT |  |  |  | Pass | null
415604053 | Existing | 50437 | VACUUM | 11 kV | 630 | TNB | DISTRIBUTION |  |  | VK10J20H | PENGGUNA TENANT | 311302178 | WKLC/PCE/J01788/MB50437 | 50437 | CLOSED | SSU Robertson Residence No. 2 | KUALA LUMPUR PUSAT | TAMCO | INST | YTBC | Pass | null
412177781 | Existing | 16080 | VACUUM | 11 kV | 630 | TNB | DISTRIBUTION |  |  | VK 10J20H | BDGT HOTEL J SULTAN ABD SAMAD | 10001085 | WKLC/PCE/J01319/MB16080 | 16080 | CLOSED | PUSAT LATIHAN ORG BUTA | KUALA LUMPUR PUSAT | TAMCO | INST |  | Pass | null
416724749 | Existing | 30410 | VACUUM | 11 kV | 630 | TNB | DISTRIBUTION |  |  | SBV-4-C1 | BUS SECTION | 300245195 | WKLC/PCE/J01025/MB30410 | 30410 | CLOSED | PE STESEN SUIS MONORAIL | KUALA LUMPUR PUSAT | ALTENA | INST |  | Pass | null
409120939 | Existing |  | VACUUM | 33 kV | 0 | TNB | DISTRIBUTION | [6 empty] | 2HO | CLOSED | PPU WARISAN TRADISI | KUALA LUMPUR PUSAT |  |  |  | Pass | null
377376507 | Existing | 4P5 | VACUUM | 33 kV | 1 | TNB | DISTRIBUTION |  | EPE | BGA 36 | 4P5-PMU PANDAN MAJU | 300286598 | WKLC/PPU/G00034/MB4P5 | 4P5 | OPEN | PPU ROYAL CENDANA | KUALA LUMPUR | EPE | INST |  | Fail | Please check "Operational Area"
382789205 | Existing |  |  | 11 kV | 0 | TNB | DISTRIBUTION | [7 empty] | CLOSED |  | KUALA LUMPUR |  |  |  | Fail | Please check "Operational Area"
411700312 | Existing | 51165 | VACUUM | 11 kV | 630 | TNB | DISTRIBUTION |  |  | VK10J20H | LOOPING B | 311319611 | WKLC/PCE/J00102/MB51165 | 51051 | CLOSED | SSU KLCC B | KUALA LUMPUR PUSAT | TAMCO | INST | YTBC | Pass | null
420842960 | Existing | 13077 | VACUUM | 11 kV | 630 | TNB | DISTRIBUTION |  |  | TYPE A-2(10) | BUKIT ROBSON CONDO | 300244935 | WKLC/PCE/J01315/MB13077 | 13077 | CLOSED | PE KRISTAL COURT | KUALA LUMPUR PUSAT | EPE | INST |  | Pass | null
411967141 | Existing | 21577 | VACUUM | 11 kV | 630 | TNB | DISTRIBUTION |  |  | VFT-12 | BUS SECTION | 311406684 | WKLC/PCE/J01224/MB21577 | 21577 | CLOSED | SS MAA JLN LAPANGAN TERBANG | KUALA LUMPUR SELATAN | EPE | INST | YTBC | Fail | Please check "Operational Area"
377555853 | Existing | 1HO | VACUUM | 33 kV | 1 | TNB | DISTRIBUTION |  | TAMCO | VY-30M25D | 1HO - 30 MVA TX 1 | 300044557 | WKLC/PPU/G00019/MB1HO | 1HO | CLOSED | PPU PANDAN INDAH | KUALA LUMPUR PUSAT | TAMCO | INST |  | Pass | null
377556486 | Existing | VCB31 | VACUUM | 11 kV | 2 | TNB | DISTRIBUTION |  | TAMCO | VK 10P 25D | 30 MVA TX 1 | 300044603 | WKLC/PPU/G00020/NB31 | 31 | CLOSED | PPU PANDAN JAYA | KUALA LUMPUR PUSAT | TAMCO | INST |  | Pass | null
377556678 | Existing | VCB3 | VACUUM | 11 kV | 630 | TNB | DISTRIBUTION |  | TAMCO | VK 10J 20D | PANDAN JAYA NO 8 | 300044601 | WKLC/PPU/G00020/NB3 | 3 | CLOSED | PPU PANDAN JAYA | KUALA LUMPUR PUSAT | TAMCO | INST |  | Pass | null
417046552 | Existing |  | VACUUM | 11 kV | 0 | TNB | DISTRIBUTION | [6 empty] | 11 | CLOSED |  | KUALA LUMPUR PUSAT |  |  |  | Pass | null
409120297 | Existing |  | VACUUM | 33 kV | 0 | TNB | DISTRIBUTION | [6 empty] | 3P5 | OPEN | PPU SUNCITY D-PZW-S14-9157 | KUALA LUMPUR PUSAT |  |  |  | Pass | null
377397941 | Existing | VCB2 | VACUUM | 11 kV | 630 | TNB | DISTRIBUTION |  | TAMCO | VK 10J 20D | BILIK SUIS PNGGUNA 11KV MBF 2 | 300044486 | WKLC/PPU/G00016/NB2 | 2 | CLOSED | PPU MBF PLAZA | KUALA LUMPUR PUSAT | TAMCO | INST |  | Pass | null
416376335 | Existing | 22005 | VACUUM | 11 kV | 630 | TNB | DISTRIBUTION |  |  | VFT12 | SPARE | 300062669 | WKLC/PCE/J00274/MB22005 | 22005 | OPEN | PNB DARBY PARK JLN BINJAI | KUALA LUMPUR PUSAT | EPE | INST |  | Pass | null
416969977 | Existing | 51432 | VACUUM | 11 kV | 630 | TNB | DISTRIBUTION |  |  | 3AH5104-2 | SPARE | 311600934 | WKLC/PCE/J01762/MB51432 | 51432 | OPEN | SSU 1 3TOWER JLN AMPANG | KUALA LUMPUR PUSAT | ITEM | INST | YTBC | Pass | null
415694317 | Existing | 45243 | VACUUM | 11 kV | 630 | TNB | DISTRIBUTION |  |  | VK10J20H | 11KV CONSUMER | 311297263 | WKLC/PCE/J01687/MB45243 | 45243 | CLOSED | IPD CHERAS | KUALA LUMPUR PUSAT | TAMCO | INST | YTBC | Pass | null
418446306 | Existing | 5730 | VACUUM | 11 kV | 400 | TNB | DISTRIBUTION |  |  | R4/1 MK8 | MENARA AETHNA | 300245372 | WKLC/PCE/J01171/MB5730 | 5730 | OPEN | WISMA SEE HOY CHAN ( JALAN RAJA CHULAN ) | KUALA LUMPUR PUSAT | VSI BRUSH | INST |  | Pass | null
418377534 | Existing | 4571 | VACUUM | 11 kV | 630 | TNB | DISTRIBUTION |  |  | HV-12 | MENARA GENESIS | 300063680 | WKLC/PCE/J00455/MB4571 | 4571 | CLOSED | SG WANG PLAZA | KUALA LUMPUR PUSAT | TOPRANK | INST |  | Pass | null
417789093 | Existing | 9015 | VACUUM | 11 kV | 630 | TNB | DISTRIBUTION |  |  | VK10J20H | TX 1 | 300244953 | WKLC/PCE/J00405/MB9015 | 9015 | CLOSED | DESA ANGKASA | KUALA LUMPUR PUSAT | TAMCO | INST |  | Pass | null
411313943 | Existing | 11788 | VACUUM | 11 kV | 630 | TNB | DISTRIBUTION |  |  | VFT 12 | TX | 300061643 | WKLC/PCE/J00084/MB11788 | 11788 | CLOSED | BKT NENAS CAR PARK | KUALA LUMPUR PUSAT | EPE | INST |  | Pass | null
63373424 | Existing | 1L5 | VACUUM | 33 kV | 1 | TNB | DISTRIBUTION |  | TOSHIBA | VY30M25D | PERNAS SOGO | 300043861 | WKLC/PMU/G00002/MB1L5 | 1L5 | CLOSED | PMU BUKIT MAHKAMAH 132/33/11KV | KUALA LUMPUR PUSAT | TOSHIBA | INST |  | Pass | null
418733717 | Existing | 8749 | VACUUM | 11 kV | 630 | TNB | DISTRIBUTION |  |  | VFT-12 | LOW YATT PLAZA 6 | 300065519 | WKLC/PCE/J00788/MB8749 | 8749 | CLOSED | PE YTL PLAZA | KUALA LUMPUR PUSAT | EPE | INST |  | Pass | null
417867258 | Existing | 3336 | VACUUM | 11 kV | 630 | TNB | DISTRIBUTION |  |  | VK10J20H | PE PDT JPS JLN AIR BUKIT | 300066519 | WKLC/PCE/J00956/MB3336 | 3336 | CLOSED | DID AMPANG | KUALA LUMPUR PUSAT | TAMCO | INST |  | Pass | null
418064261 | Existing | 499 | VACUUM | 11 kV | 630 | TNB | DISTRIBUTION |  |  | VK 10J20H | TRANSFORMER 1 | 300244768 | WKLC/PCE/J01237/MB499 | 499 | CLOSED | JLN DAVIDSON | KUALA LUMPUR PUSAT | TAMCO | INST |  | Pass | null
411743491 | Existing |  | VACUUM | 11 kV | 630 | TNB | DISTRIBUTION |  |  | 12A20 |  | 300536753 | WKLC/PCE/J01195/MB3 | 49078 | CLOSED | SEK KEB KUALA AMPANG 2 JLN NIPAH | KUALA LUMPUR PUSAT | EPE | INST | YTBC | Pass | null
415092427 | Existing | 48266 | VACUUM | 11 kV | 630 | TNB | DISTRIBUTION |  |  | 12A20 | BUS TIE 48267 | 300537372 | WKLC/PCE/J01269/MB48266 | 48266 | OPEN | BRICKFIELD NO.2 | KUALA LUMPUR PUSAT | EPE | INST | YTBC | Pass | null
417127782 | Existing | 7224 | VACUUM | 11 kV | 630 | TNB | DISTRIBUTION |  |  | VBH-124-40 | CONLAY COURT | 300064127 | WKLC/PCE/J00539/MB7224 | 7224 | CLOSED | PNB TENANT | KUALA LUMPUR PUSAT | AICHI | INST |  | Pass | null
377374310 | Existing | 1WO | VACUUM | 33 kV | 2 | TNB | DISTRIBUTION |  | ITEM | 8DB 10 | 1WO-BUS COUPLER | 300286505 | WKLC/PPU/G00036/MB1WO | 1WO | CLOSED | PPU MID VALLEY | KUALA LUMPUR PUSAT | ITEM | INST |  | Pass | null
411305663 | Existing | 10108 | VACUUM | 11 kV | 630 | TNB | DISTRIBUTION |  |  | VK 10J20H | TRANSFORMER | 300244680 | WKLC/PCE/J01257/MB10108 | 10108 | CLOSED | SINAR KOTA | KUALA LUMPUR PUSAT | TAMCO | INST |  | Pass | null
415746628 | Existing |  | VACUUM | 11 kV | 0 | TNB | DISTRIBUTION | [6 empty] | 46156 | OPEN | MENARA DEWAN BAHASA & PUSTAKA | KUALA LUMPUR PUSAT |  |  |  | Pass | null
377799196 | Existing | 1SO | VACUUM | 33 kV | 2 | TNB | DISTRIBUTION |  | TAMCO | GV 30P 32B | 1SO-BUS SECTION | 300285878 | WKLC/PPU/G00010/MB1SO | 1SO | CLOSED | PPU JALAN SG BESI | KUALA LUMPUR PUSAT | TAMCO | INST |  | Pass | null
419069056 | Existing | 34863 | VACUUM | 11 kV | 630 | TNB | DISTRIBUTION |  |  | HV-12 | PADAT NARKOTIK | 300245843 | WKLC/PCE/J01351/MB34863 | 34863 | CLOSED | MERDEKA VILLA BLOK 1B JLN MERDEKA | KUALA LUMPUR PUSAT | TOPRANK | INST |  | Pass | null
377635995 | Existing | VCB2 | VACUUM | 11 kV | 630 | TNB | DISTRIBUTION |  | TAMCO | VK 10J 20D | P/E BRICKFIELD NO 2 | 300044821 | WKLC/PPU/G00028/NB2 | 2 | CLOSED | PPU TELEKOM BRICKFIELD | KUALA LUMPUR PUSAT | TAMCO | INST |  | Pass | null
416458191 | Existing | 46292 | VACUUM | 11 kV | 630 | TNB | DISTRIBUTION |  |  | VFT-12 | PENGGUNA 11KV 2 | 300449787 | WKLC/PCE/J01619/MB46292 | 46292 | CLOSED | IPK KUALA LUMPUR JLN GALLOWAY | KUALA LUMPUR PUSAT | EPE | INST |  | Pass | null
418269971 | Existing | 1365 | VACUUM | 11 kV | 630 | TNB | DISTRIBUTION |  |  | N/A | TX 1000KVA TOP2 | 300245125 | WKLC/PCE/J01208/MB1365 | 1365 | CLOSED | KWONG YIK BANK JLN SILANG | KUALA LUMPUR PUSAT | UNIVEC | INST |  | Pass | null
377949653 | Existing | VCB6 | VACUUM | 11 kV | 630 | TNB | DISTRIBUTION |  | TAMCO | VK 10J 20D | MAYANG CONDO | 300286555 | WKLC/PPU/G00037/NB6 | 6 | CLOSED | PPU PLAZA DUTA (AVENUE K) | KUALA LUMPUR PUSAT | TAMCO | INST |  | Pass | null
377951175 | Existing | VCB11 | VACUUM | 11 kV | 630 | TNB | DISTRIBUTION |  | ITEM | 3AH5 104-2 | SPARE | 310104856 | WKLC/PPU/G00040/NB11 | 11 | CLOSED | PPU BANK KERJASAMA RAKYAT | KUALA LUMPUR PUSAT | ITEM | INST | YTBC | Pass | null
418074554 | Existing | 11438 | VACUUM | 11 kV | 630 | TNB | DISTRIBUTION |  |  | VFT-12 | POLIS WILAYAH (IPK) | 300244916 | WKLC/PCE/J01073/MB11438 | 11438 | OPEN | STADIUM NEGARA | KUALA LUMPUR PUSAT | EPE | INST |  | Pass | null
418892877 | Existing | 7084 | VACUUM | 11 kV | 630 | TNB | DISTRIBUTION |  |  | 8BK-88E | PNB M/1 | 300064346 | WKLC/PCE/J00579/MB7084 | 7084 | CLOSED | WISMA MBF(OSK PLAZA) | KUALA LUMPUR PUSAT | ITEM | INST |  | Pass | null
418026450 | Existing | 39072 | VACUUM | 11 kV | 630 | TNB | DISTRIBUTION |  |  | VK 10J20H | P/E AIK HWA NO 2 | 300286715 | WKLC/PCE/J01538/MB39072 | 39072 | OPEN | SSU BLOK A ONE RESIDENCY JALAN NAGASARI | KUALA LUMPUR PUSAT | TAMCO | INST |  | Pass | null
418893037 | Existing | 18393 | VACUUM | 11 kV | 630 | TNB | DISTRIBUTION |  |  | VMH12 | PHILEO PROMENADE BLOK D | 300061299 | WKLC/PCE/J00020/MB18393 | 18393 | CLOSED | MEGAN PHILEO PROMENADE BLK B | KUALA LUMPUR PUSAT | LKH | INST |  | Pass | null
63373214 | Existing | VCB12 | VACUUM | 11 kV | 630 | TNB | DISTRIBUTION |  | TAMCO | VK-10J20DT | MENAR AIA | 300043878 | WKLC/PMU/G00002/NB12 | 12 | CLOSED | PMU BUKIT MAHKAMAH 132/33/11KV | KUALA LUMPUR PUSAT | TAMCO | INST |  | Pass | null
415749409 | Existing | 33363 | VACUUM | 11 kV | 630 | TNB | DISTRIBUTION |  |  | VK10J20H | BUS SECTION | 300245177 | WKLC/PCE/J01135/MB33363 | 33363 | OPEN | SSU KLCC CONVENTION EXHIBITION CENTRE | KUALA LUMPUR PUSAT | TAMCO | INST |  | Pass | null
377374936 | Existing | VCB16 | VACUUM | 11 kV | 1 | TNB | DISTRIBUTION |  | TAMCO | VK-10M20D | LOCAL TX | 300046896 | WKLC/PPU/G00035/NB16 | 16 | CLOSED | PPU MPAJ | KUALA LUMPUR PUSAT | TAMCO | INST |  | Pass | null
419147242 | Existing | 35528 | VACUUM | 11 kV | 630 | TNB | DISTRIBUTION |  |  | VK10J20H | PANGSAPURI TAMAN SRI MERDEKA | 300245796 | WKLC/PCE/J01339/MB35528 | 35528 | OPEN | TAMAN SRI MERDEKA | KUALA LUMPUR PUSAT | TAMCO | INST |  | Pass | null
419147018 | Existing | 28089 | VACUUM | 11 kV | 630 | TNB | DISTRIBUTION |  |  | UNIVAC 12 | TX1 | 300066629 | WKLC/PCE/J00974/MB28089 | 28089 | CLOSED | PANDAN INDAH IND PARK NO4 | KUALA LUMPUR PUSAT | UNIVAC | INST |  | Pass | null
377522185 | Existing | 1P5 | VACUUM | 33 kV | 1 | TNB | DISTRIBUTION |  | TAMCO | VY-30M25D | 1P5-PMU BKT MAHKAMAH | 300044071 | WKLC/PPU/G00002/MB1P5 | 1P5 | CLOSED | PPU BSKL | KUALA LUMPUR PUSAT |  | INST |  | Pass | null
419553885 | Existing | 40845 | VACUUM | 11 kV | 800 | TNB | DISTRIBUTION |  |  | HV-12 | ONE KLCC | 300268620 | WKLC/PCE/J01442/MB40845 | 40845 | CLOSED | LOT 163 JLN PERAK | KUALA LUMPUR PUSAT | TOPRANK | INST |  | Pass | null
377952377 | Existing | 1SO | VACUUM | 33 kV | 2 | TNB | DISTRIBUTION |  | TAMCO | U/2011/0208 | BUS SECTION | 10001395 | WKLC/SSU/G00011/MB1SO | 1SO | CLOSED | SSU CREST WORLDWIDE | KUALA LUMPUR PUSAT |  |  |  | Pass | null
411691829 | Existing | 20840 | VACUUM | 11 kV | 630 | TNB | DISTRIBUTION |  |  | 3AH5 103 | PMU KLCC CB 7 | 300264890 | WKLC/PCE/J01420/MB20840 | 20840 | CLOSED | MENARA HONG LEONG (HLA) | KUALA LUMPUR PUSAT | ITEM | INST |  | Pass | null
400707526 | Existing | 19609 | VACUUM | 11 kV | 630 | TNB | DISTRIBUTION |  |  | VMH12 | DAMAI 206 LORONG DAMAI KIRI 13 | 300064742 | WKLC/PCE/J00646/MB19609 | 19609 | CLOSED | LOT 218 JLN AMPANG | KUALA LUMPUR TIMUR | LKH | INST |  | Fail | Please check "Operational Area"
416995209 | Existing | 7978 | VACUUM | 11 kV | 630 | TNB | DISTRIBUTION |  |  | VBH-124-40 | WISMA NUSANTARA | 300061628 | WKLC/PCE/J00082/MB7978 | 7978 | CLOSED | UBN PANGSAPURI | KUALA LUMPUR PUSAT | AICHI | INST |  | Pass | null
419751520 | Existing | 31603 | VACUUM | 11 kV | 630 | TNB | DISTRIBUTION |  |  | HICLAD 12A20 | BLOK A1 PANDAN UTAMA | 300244863 | WKLC/PCE/J00568/MB31603 | 31603 | CLOSED | RUMAH PANGSA KOS RENDAH PANDAN UTAMA | KUALA LUMPUR PUSAT | EPE | INST |  | Pass | null
417180687 | Existing | 47589 | VACUUM | 11 kV | 630 | TNB | DISTRIBUTION |  |  | 8BK-88E | P/P LOT IND RINGAN | 311297152 | WKLC/PCE/J01119/MB47589 | 47589 | CLOSED | P/PURI TMN SRI INTAN | KUALA LUMPUR PUSAT | ITEM | INST | YTBC | Pass | null
418107552 | Existing | 45597 | VACUUM | 11 kV | 800 | TNB | DISTRIBUTION |  |  | HV-12 | PPU TMN KOSAS CB14 | 311297154 | WKLC/PCE/J00775/MB45597 | 45597 | CLOSED | TAMAN TAR NO.6 | KUALA LUMPUR PUSAT | TOSHIBA | INST | YTBC | Pass | null
418106791 | Existing | 7286 | VACUUM | 11 kV | 630 | TNB | DISTRIBUTION |  |  | VK10J20H | TX | 300065449 | WKLC/PCE/J00776/MB7286 | 7286 | CLOSED | TAMAN TAR NO.5 | KUALA LUMPUR PUSAT | TAMCO | INST |  | Pass | null
377590544 | Existing | VCB3 | VACUUM | 11 kV | 630 | TNB | DISTRIBUTION |  | TAMCO | VK 10J 20D | VCB 3 - PENGGUNA NO3 | 300044709 | WKLC/PPU/G00024/NB3 | 3 | OPEN | PPU STAR HILL | KUALA LUMPUR PUSAT | TAMCO | INST |  | Pass | null
377589022 | Existing | VCB10 | VACUUM | 11 kV | 630 | TNB | DISTRIBUTION |  |  | 10-VPR-25B | VCB 10 - OVAL EAST | 300044651 | WKLC/PPU/G00022/NB10 | 10 | CLOSED | PPU PNB/LUTH | KUALA LUMPUR PUSAT | MITSUBISHI | INST |  | Pass | null
411757550 | Existing | 18232 | VACUUM | 11 kV | 630 | TNB | DISTRIBUTION |  |  | SBV-4 | TX | 300062104 | WKLC/PCE/J00167/MB18232 | 18232 | CLOSED | JLN KG PANDAN | KUALA LUMPUR PUSAT | GEC | INST |  | Pass | null
417308538 | Existing |  | VACUUM | 11 kV | 0 | TNB | DISTRIBUTION |  |  |  |  | 311413376 | WKLC/PCE/J01884/MB3 | 52614 | CLOSED | PE MENARA YTL BKT BINTANG | KUALA LUMPUR PUSAT | TOSHIBA | INST | YTBC | Pass | null
419553893 | Existing | 40847 | VACUUM | 11 kV | 800 | TNB | DISTRIBUTION |  |  | HV-12 | PPU KAWALRAM | 300268622 | WKLC/PCE/J01442/MB40847 | 40847 | CLOSED | LOT 163 JLN PERAK | KUALA LUMPUR PUSAT | TOPRANK | INST |  | Pass | null
417076258 | Existing | 9814 | VACUUM | 11 kV | 630 | TNB | DISTRIBUTION |  |  | VFT12 | TX | 300064098 | WKLC/PCE/J00534/MB9814 | 9814 | CLOSED | YOW CHUAN PLAZA NO.2 | KUALA LUMPUR PUSAT | EPE | INST |  | Pass | null
415604052 | Existing | 50439 | VACUUM | 11 kV | 630 | TNB | DISTRIBUTION |  |  | VK10J20H | BUS-TIE | 311302176 | WKLC/PCE/J01788/MB50439 | 50439 | CLOSED | SSU Robertson Residence No. 2 | KUALA LUMPUR PUSAT | TAMCO | INST | YTBC | Pass | null
412314793 | Existing | 785 | VACUUM | 11 kV | 630 | TNB | DISTRIBUTION |  |  | N/A | TRANSFORMER 2 | 300245367 | WKLC/PCE/J01245/MB785 | 785 | CLOSED | HSBC | KUALA LUMPUR PUSAT | VSI BRUSH | INST |  | Pass | null
377376988 | Existing | VCB5 | VACUUM | 11 kV | 630 | TNB | DISTRIBUTION |  | EPE | VFT12D | SPARE | 10001360 | WKLC/PPU/G00038/NB5 | 5 | CLOSED | PPU F & N | KUALA LUMPUR PUSAT |  |  |  | Pass | null
377522747 | Existing | VCB8 | VACUUM | 11 kV | 630 | TNB | DISTRIBUTION |  | TAMCO | VK-10J20D | KEM PASIFIK NO.2 | 300044064 | WKLC/PPU/G00001/NB8 | 8 | CLOSED | PPU AMPANG SPECIALIST CENTRE | KUALA LUMPUR PUSAT | TAMCO | INST |  | Pass | null
377301551 | Existing | 4S5 | VACUUM | 33 kV | 1 | TNB | DISTRIBUTION |  | ITEM | 8DB 10 | 4S5-HOTEL ISTANA | 300287106 | WKLC/SSU/G00007/MB4S5 | 4S5 | CLOSED | SSU PAVILLION | KUALA LUMPUR PUSAT | ITEM | INST |  | Pass | null
419158961 | Existing |  | VACUUM | 11 kV | 0 | TNB | DISTRIBUTION |  |  | 8BK-88E |  | 300061599 | WKLC/PCE/J00074/MB7624 | 39853 | CLOSED | TAMAN CEMPAKA NO.1 | KUALA LUMPUR PUSAT | ITEM | INST |  | Pass | null
416389350 | Existing | 2805 | VACUUM | 11 kV | 630 | TNB | DISTRIBUTION |  |  | VK10J20H | WISMA EQUITY | 300064639 | WKLC/PCE/J00628/MB2805 |  | CLOSED | WISMA CENTRAL JLN AMPANG | KUALA LUMPUR PUSAT | TAMCO | INST |  | Pass | null
417535691 | Existing | 13066 | VACUUM | 11 kV | 630 | TNB | DISTRIBUTION |  |  | SBV-4 | JADE TOWER APT | 300061770 | WKLC/PCE/J00107/MB13066 | 13066 | CLOSED | BKT INDAH NO.6 | KUALA LUMPUR PUSAT | MAHKOTA | INST |  | Pass | null
411748221 | Existing | 6599 | VACUUM | 11 kV | 400 | TNB | DISTRIBUTION |  |  | VBH-124-40 | WICKHAM MANOR | 300064532 | WKLC/PCE/J00610/MB6599 | 6599 | CLOSED | RAINTREE CLUB | KUALA LUMPUR PUSAT | AICHI | INST |  | Pass | null
412335649 | Existing | 40098 | VACUUM | 11 kV | 630 | TNB | DISTRIBUTION |  |  | VK 10J20H | PENGGUNA 11KV | 300268636 | WKLC/PCE/J01444/MB40098 | 40098 | CLOSED | CIDB JLN CHAN SOW LIN | KUALA LUMPUR PUSAT | TAMCO | INST |  | Pass | null
412335713 | Existing | 36586 | VACUUM | 11 kV | 630 | TNB | DISTRIBUTION |  |  | VK 10J25H | TX1 | 300291247 | WKLC/PCE/J01559/MB36586 | 36586 | CLOSED | UNITED ENGINEERS NO.3 | KUALA LUMPUR PUSAT | TAMCO | INST |  | Pass | null
376923236 | Existing | 1S5 | VACUUM | 33 kV | 1 | TNB | DISTRIBUTION |  | ABB | VD3.1 3612-25 | 1S5 - SPARE | 300044922 | WKLC/SSU/G00004/MB1S5 | 1S5 | OPEN | SSU MID VALLEY | KUALA LUMPUR PUSAT | ABB | INST |  | Pass | null
376923204 | Existing | 2S5 | VACUUM | 33 kV | 1 | TNB | DISTRIBUTION |  | ABB | VD3.1 3612-25 | 2S5 - TELEKOM PANTAI 3P5 | 300044924 | WKLC/SSU/G00004/MB2S5 | 2S5 | CLOSED | SSU MID VALLEY | KUALA LUMPUR PUSAT | ABB | INST |  | Pass | null
417522809 | Existing | 1259 | VACUUM | 11 kV | 630 | TNB | DISTRIBUTION |  |  | N/A | SEK MEN (P) KUEN CHENG | 300245283 | WKLC/PCE/J01097/MB1259 | 1259 | CLOSED | LORNE ROAD FLATS | KUALA LUMPUR PUSAT | AEI | INST |  | Pass | null
418382457 | Existing | 9665 | VACUUM | 11 kV | 630 | TNB | DISTRIBUTION |  |  | VFT-12 | P/E LS GLASS JLN CAHAYA 15 | 10000968 | WKLC/PCE/J00662/MB9665 | 9665 | CLOSED | TAMAN CAHAYA NO.2 (JEBCON ) | KUALA LUMPUR PUSAT | EPE | INST |  | Pass | null
403288981 | Existing | 42471 | VACUUM | 11 kV | 630 | TNB | DISTRIBUTION |  |  | VK10J20H | TX | 300287681 | WKLC/PCE/J01545/MB42471 | 42471 | CLOSED | PPR SUNGAI SERING BLOK A | KUALA LUMPUR TIMUR | TAMCO | INST |  | Fail | Please check "Operational Area"
416775921 | Existing | 7282 | VACUUM | 11 kV | 630 | TNB | DISTRIBUTION |  |  | VBH-124-40 | SEE HOY CHAN | 300063841 | WKLC/PCE/J00484/MB7282 | 7282 | CLOSED | MENARA AETHNA | KUALA LUMPUR PUSAT | AICHI | INST |  | Pass | null
417922140 | Existing | 35865 | VACUUM | 11 kV | 630 | TNB | DISTRIBUTION |  |  | VK10J25H | PPU UDBN | 300245877 | WKLC/PCE/J01360/MB35865 | 35865 | CLOSED | MORTEGO LRG PERAK | KUALA LUMPUR PUSAT | TAMCO | INST |  | Pass | null
417982290 | Existing | 8866 | VACUUM | 11 kV | 630 | TNB | DISTRIBUTION |  |  | VK10J20H | PANDAN JAYA NO 9 | 300066246 | WKLC/PCE/J00907/MB8866 | 8866 | CLOSED | PANDAN JAYA NO.12 | KUALA LUMPUR PUSAT | TAMCO | INST |  | Pass | null
417789092 | Existing | 9017 | VACUUM | 11 kV | 630 | TNB | DISTRIBUTION |  |  | VK10J20H | LPK GETAH | 300244955 | WKLC/PCE/J00405/MB9017 | 9017 | CLOSED | DESA ANGKASA | KUALA LUMPUR PUSAT | TAMCO | INST |  | Pass | null
418064260 | Existing | 2525 | VACUUM | 11 kV | 630 | TNB | DISTRIBUTION |  |  | VK 10J20H | WISMA METHODIST | 300244770 | WKLC/PCE/J01237/MB2525 | 2525 | CLOSED | JLN DAVIDSON | KUALA LUMPUR PUSAT | TAMCO | INST |  | Pass | null
399845676 | Existing | 12628 | VACUUM | 11 kV | 630 | TNB | DISTRIBUTION |  |  | VK10J20H | P'PURI MEWAH LOT 16 JLN AMPANG | 300062190 | WKLC/PCE/J00187/MB12628 | 12628 | CLOSED | TARA TOWER | KUALA LUMPUR TIMUR | TAMCO | INST |  | Fail | Please check "Operational Area"
411691741 | Existing | 13324 | VACUUM | 11 kV | 630 | TNB | DISTRIBUTION |  |  | VK 10J25H | PADAT CITY WALK JLN P.RAMLEE | 300245152 | WKLC/PCE/J00037/MB20836 | 13324 | CLOSED | HONG LEONG HQ | KUALA LUMPUR PUSAT | TAMCO | INST |  | Pass | null
418159632 | Existing | 40419 | VACUUM | 11 kV | 630 | TNB | DISTRIBUTION |  |  | VFT12 | BUS SECTION | 300284589 | WKLC/PCE/J01502/MB40419 | 40419 | CLOSED | JUTAWARNA JLN MADGE | KUALA LUMPUR PUSAT | EPE | INST |  | Pass | null
412307708 | Existing | 44364 | VACUUM | 11 kV | 800 | TNB | DISTRIBUTION |  |  | HV12 | "PENGGUNA 11KV MSB NO,1" | 300453263 | WKLC/PCE/J01624/MB44364 | 44364 | CLOSED | VERTICAS NO.1 JLN CEYLON BLOCK B | KUALA LUMPUR PUSAT | TOPRANK | INST |  | Pass | null
416681648 | Existing | 46615 | VACUUM | 11 kV | 630 | TNB | DISTRIBUTION |  |  | 8BK-88E-A1 | SPARE | 300449539 | WKLC/PCE/J01617/MB46615 | 46615 | OPEN | 188 SUITES 10 JLN CENDANA | KUALA LUMPUR PUSAT | ITEM | INST |  | Pass | null
415938335 | Existing | 38716 | VACUUM | 11 kV | 630 | TNB | DISTRIBUTION |  |  | 12A20 | BUS SECTION | 300291270 | WKLC/PCE/J01554/MB38716 | 38716 | OPEN | CENDANA APARMENT JLN SULTAN ISMAIL | KUALA LUMPUR PUSAT | EPE | INST |  | Pass | null
415746627 | Existing | 41075 | VACUUM | 11 kV | 630 | TNB | DISTRIBUTION |  |  | 8BK-88E A1 | LOOPING TO RMU | 311302188 | WKLC/PCE/J01270/MB41075 | 41075 | CLOSED | MENARA DEWAN BAHASA & PUSTAKA | KUALA LUMPUR PUSAT | ITEM | INST | YTBC | Pass | null
377799259 | Existing | VCB32 | VACUUM | 11 kV | 2 | TNB | DISTRIBUTION |  | TAMCO | VK10P25H | 30MVA TX2 | 300044325 | WKLC/PPU/G00010/NB32 | 32 | CLOSED | PPU JALAN SG BESI | KUALA LUMPUR PUSAT | TAMCO | INST |  | Pass | null
377799355 | Existing | VCB6 | VACUUM | 11 kV | 630 | TNB | DISTRIBUTION |  | TAMCO | VK10J20H | SSU F&N JLN METRO | 300285880 | WKLC/PPU/G00010/NB6 | 6 | CLOSED | PPU JALAN SG BESI | KUALA LUMPUR PUSAT | TAMCO | INST |  | Pass | null
409119669 | Existing | 8L5 | VACUUM | 33 kV | 1 | TNB | DISTRIBUTION |  |  | GV 30M 25D | SPARE | 311162458 | WKLS/PMU/G00007/MB8L5 | 8L5 | OPEN | PMU SUN CITY | KUALA LUMPUR PUSAT | TAMCO | INST | YTBC | Pass | null
377635866 | Existing | VCB4 | VACUUM | 11 kV | 630 | TNB | DISTRIBUTION |  | TAMCO | VK 10J 20D | SSU BANK RAKYAT | 300044827 | WKLC/PPU/G00028/NB4 | 4 | CLOSED | PPU TELEKOM BRICKFIELD | KUALA LUMPUR PUSAT | TAMCO | INST |  | Pass | null
378148309 | Existing | VCB5 | VACUUM | 11 kV | 630 | TNB | DISTRIBUTION |  | EPE | VFT-12D | P/E HOTEL MELIA | 300286372 | WKLC/PMU/G00004/NB5 | 5 | CLOSED | PMU JALAN IMBI 132/33/11KV | KUALA LUMPUR PUSAT |  | INST |  | Pass | null
378148277 | Existing | VCB32 | VACUUM | 11 kV | 2 | TNB | DISTRIBUTION |  | EPE | VFT-12D | INCOMER NO2 | 300286378 | WKLC/PMU/G00004/NB32 | 32 | CLOSED | PMU JALAN IMBI 132/33/11KV | KUALA LUMPUR PUSAT |  | INST |  | Pass | null
411997560 | Existing |  | VACUUM | 11 kV | 630 | TNB | DISTRIBUTION |  |  | 8BK88E |  | 300526014 | WKLC/PCE/J01764/MB1 | 49630 | CLOSED | SSU VELOCITY FASA 3 JLN PEEL | KUALA LUMPUR PUSAT | ITEM | INST | YTBC | Pass | null
377305054 | Existing | 1WO | VACUUM | 33 kV | 2 | TNB | DISTRIBUTION |  | TAMCO | VY-30P25D | 1WO-BUS COUPLER | 300046884 | WKLC/PPU/G00035/MB1WO | 1WO | OPEN | PPU MPAJ | KUALA LUMPUR PUSAT | TAMCO | INST |  | Pass | null
418163366 | Existing | 36427 | VACUUM | 11 kV | 630 | TNB | DISTRIBUTION |  |  | VK10J25H | TX 2 | 311297241 | WKLC/PCE/J01013/MB36427 | 36427 | CLOSED |  | KUALA LUMPUR PUSAT | TAMCO | INST | YTBC | Pass | null
377364283 | Existing | VCB32 | VACUUM | 11 kV | 2 | TNB | DISTRIBUTION |  | TAMCO | VK-10P25D | 30MVA TX2 | 300044265 | WKLC/PPU/G00008/NB32 | 32 | CLOSED | PPU JALAN PUDU | KUALA LUMPUR PUSAT |  | INST |  | Pass | null
377365236 | Existing | VCB5 | VACUUM | 11 kV | 630 | TNB | DISTRIBUTION |  | TAMCO | VK 10J 20D | REGAL VILLA GERBANG AMPG HILR | 300044210 | WKLC/PPU/G00006/NB5 | 5 | CLOSED | PPU GREAT EASTERN | KUALA LUMPUR PUSAT |  | INST |  | Pass | null
377365076 | Existing | 2P5 | VACUUM | 33 kV | 1 | TNB | DISTRIBUTION |  | TAMCO | VY-30M25D | 2P5-PPU MAS | 300044221 | WKLC/PPU/G00007/MB2P5 | 2P5 | OPEN | PPU HOTEL ISTANA | KUALA LUMPUR PUSAT | TAMCO | INST |  | Pass | null
418309285 | Existing | 12674 | VACUUM | 11 kV | 630 | TNB | DISTRIBUTION |  |  | 88K-88E A1 | P/U UTAMA YOW CHUAN | 300062575 | WKLC/PCE/J00254/MB12674 | 12674 | CLOSED | SUCASA JALAN AMPANG | KUALA LUMPUR PUSAT | ITEM | INST |  | Pass | null
418026417 | Existing | 39070 | VACUUM | 11 kV | 630 | TNB | DISTRIBUTION |  |  | VK 10J20H | PENGGUNA 11KV (BLOK C) | 300286712 | WKLC/PCE/J01538/MB39070 | 39070 | CLOSED | SSU BLOK A ONE RESIDENCY JALAN NAGASARI | KUALA LUMPUR PUSAT | TAMCO | INST |  | Pass | null
63373213 | Existing | 4L5 | VACUUM | 33 kV | 1 | TNB | DISTRIBUTION |  | TOSHIBA | VY30M25D | KL TOWN | 300043869 | WKLC/PMU/G00002/MB4L5 | 4L5 | CLOSED | PMU BUKIT MAHKAMAH 132/33/11KV | KUALA LUMPUR PUSAT | TOSHIBA | INST |  | Pass | null
418026321 | Existing | 7760 | VACUUM | 11 kV | 630 | TNB | DISTRIBUTION |  |  | VK 10J20H | HOTEL EQUATORIAL | 300065500 | WKLC/PCE/J00785/MB7760 | 7760 | CLOSED | PERNAS INTERNATIONAL | KUALA LUMPUR PUSAT | TAMCO | INST |  | Pass | null
419147017 | Existing | 28090 | VACUUM | 11 kV | 630 | TNB | DISTRIBUTION |  |  | UNIVAC 12 | PANDAN INDAH IND PARK NO 1 | 300066630 | WKLC/PCE/J00974/MB28090 | 28090 | CLOSED | PANDAN INDAH IND PARK NO4 | KUALA LUMPUR PUSAT | UNIVAC | INST |  | Pass | null
418279036 | Existing | 43022 | VACUUM | 11 kV | 630 | TNB | DISTRIBUTION |  |  |  | MSB PENGGUNA 11KV | 300293456 | WKLC/PCE/J01572/MB43022 | 43022 | CLOSED | HOTEL GEO JLN HANG KASTURI | KUALA LUMPUR PUSAT | TAMCO | INST |  | Pass | null
417999973 | Existing |  | VACUUM | 33 kV | 0 | TNB | DISTRIBUTION | [6 empty] | 1S5 | CLOSED |  | KUALA LUMPUR PUSAT |  |  |  | Pass | null
377377154 | Existing | VCB16 | VACUUM | 11 kV | 630 | TNB | DISTRIBUTION |  | EPE | VFT12D | LOCAL TX | 10001373 | WKLC/PPU/G00038/NB16 | 16 | CLOSED | PPU F & N | KUALA LUMPUR PUSAT |  |  |  | Pass | null
377522344 | Existing | 1WO | VACUUM | 33 kV | 2 | TNB | DISTRIBUTION |  | TAMCO | VY-30P25D | 1WO-BUS COUPLER | 300044072 | WKLC/PPU/G00002/MB1WO | 1WO | CLOSED | PPU BSKL | KUALA LUMPUR PUSAT |  | INST |  | Pass | null
377519965 | Existing | VCB2 | VACUUM | 11 kV | 630 | TNB | DISTRIBUTION |  | TAMCO | VK 10J 20D | PENGGUNA 11KV PANEL 6 | 300044204 | WKLC/PPU/G00006/NB2 | 2 | CLOSED | PPU GREAT EASTERN | KUALA LUMPUR PUSAT |  | INST |  | Pass | null
411738816 | Existing | 46244 | VACUUM | 11 kV | 630 | TNB | DISTRIBUTION |  |  | 12A20 | TX2 | 300449517 | WKLC/PCE/J01616/MB46244 | 46244 | CLOSED | STESEN SUIS TNBT KG.PANDAN | KUALA LUMPUR PUSAT | EPE | INST |  | Pass | null
417034134 | Existing | 31511 | VACUUM | 11 kV | 630 | TNB | DISTRIBUTION |  |  | HICLAD 12A20 | PPU ROYALE CENDANA (CB9) | 300245899 | WKLC/PCE/J01364/MB31511 | 31511 | CLOSED | LOT 288 JLN BKT BINTANG | KUALA LUMPUR PUSAT | EPE | INST |  | Pass | null
417034198 | Existing | 39421 | VACUUM | 11 kV | 630 | TNB | DISTRIBUTION |  |  | VK 10J20H | PPU ROYAL CENDANA CB 11 | 300268735 | WKLC/PCE/J01454/MB39421 | 39421 | CLOSED | SURIA STONOR | KUALA LUMPUR PUSAT | TAMCO | INST |  | Pass | null
417571872 | Existing | 22074 | VACUUM | 11 kV | 630 | TNB | DISTRIBUTION |  |  | N/A | TX 1 | 300066588 | WKLC/PCE/J00969/MB22074 | 22074 | CLOSED | JLN 6/8 TMN KOMERSIAL PANDAN INDAH | KUALA LUMPUR PUSAT | SIEMENS | INST |  | Pass | null
403305892 | Existing | 30693 | VACUUM | 11 kV | 630 | TNB | DISTRIBUTION |  |  | VFT-12-106 | SPARE | 300244951 | WKLC/PCE/J00931/MB30693 | 30693 | OPEN | NO.1 KONDO OAKLEAF PARK PERS | KUALA LUMPUR TIMUR | EPE | INST |  | Fail | Please check "Operational Area"
417007786 | Existing | 8229 | VACUUM | 11 kV | 630 | TNB | DISTRIBUTION |  |  | VK10J20H | P/E JLN TRAVEL 4 STOREY | 300244789 | WKLC/PCE/J01274/MB8229 | 8229 | CLOSED | CHAN CHIN MOOI | KUALA LUMPUR PUSAT | TAMCO | INST |  | Pass | null
418408210 | Existing | 28909 | VACUUM | 11 kV | 630 | TNB | DISTRIBUTION |  |  | 8BK-88 A1 | RUMAH TERES TAMAN PANDAN CAHAY | 300245011 | WKLC/PCE/J00502/MB28909 | 28909 | CLOSED | P/PURI KOS RENDAH TMN PANDAN CAHAYA | KUALA LUMPUR PUSAT | ITEM | INST |  | Pass | null
377589149 | Existing | VCB31 | VACUUM | 11 kV | 2 | TNB | DISTRIBUTION |  |  | 10-VPR-25B | VCB 31 - 30 MVA TX 1 | 300044655 | WKLC/PPU/G00022/NB31 | 31 | CLOSED | PPU PNB/LUTH | KUALA LUMPUR PUSAT | MITSUBISHI | INST |  | Pass | null
418906256 | Existing | 41813 | VACUUM | 11 kV | 630 | TNB | DISTRIBUTION |  |  | VK 10J20H | BUS SECTION | 300289219 | WKLC/PCE/J01552/MB41813 | 41813 | OPEN | HAMPSHIRE PLACE PERS HAMPSHIRE | KUALA LUMPUR PUSAT | TAMCO | INST |  | Pass | null
416372062 | Existing |  | VACUUM | 11 kV | 0 | TNB | DISTRIBUTION | [6 empty] | 1 | CLOSED | AMPANG PUTERI SPECIALIST CENTRE | KUALA LUMPUR PUSAT |  |  |  | Pass | null
418163103 | Existing | 8793 | VACUUM | 11 kV | 630 | TNB | DISTRIBUTION |  |  | VFT12 | PPU SG BESI | 300244921 | WKLC/PCE/J01028/MB8793 | 8793 | CLOSED | JLN FOSS | KUALA LUMPUR PUSAT | EPE | INST |  | Pass | null
416441278 | Existing | 48117 | VACUUM | 11 kV | 630 | TNB | DISTRIBUTION |  |  | 8BK-88E-B2A | PENGGUNA 11KV | 300537469 | WKLC/PCE/J01771/MB5 | 48117 | CLOSED | SUMMER SUITE JALAN CENDANA | KUALA LUMPUR PUSAT | ITEM | INST | YTBC | Pass | null
377962196 | Existing | 2S5 | VACUUM | 33 kV | 1 | TNB | DISTRIBUTION |  | TAMCO | GV 30M 25 | BUS TIE | 300348020 | WKLC/SSU/G00012/MB2S5 | 2S5 | CLOSED | SSU MRT COCHRANE | KUALA LUMPUR PUSAT | TAMCO | INST |  | Pass | null
377962797 | Existing | 1WO | VACUUM | 33 kV | 2 | TNB | DISTRIBUTION |  | ITEM | 8DB 10 | BUS COUPLER | 300451574 | WKLC/SSU/G00014/MB1WO | 1WO | CLOSED | SSU BINJAI | KUALA LUMPUR PUSAT | ITEM | INST |  | Pass | null
417999710 | Existing |  | VACUUM | 11 kV | 0 | TNB | DISTRIBUTION | [6 empty] | 2 | CLOSED | PPU BANDAR BARU AMPANG D-WKL-S04-9079 | KUALA LUMPUR PUSAT |  |  |  | Pass | null
409120777 | Existing |  | VACUUM | 33 kV | 0 | TNB | DISTRIBUTION | [6 empty] | 4P5 | OPEN | PPU WARISAN TRADISI | KUALA LUMPUR PUSAT |  |  |  | Pass | null
377301518 | Existing | 8S5 | VACUUM | 33 kV | 1 | TNB | DISTRIBUTION |  | ITEM | 8DB 10 | 8S5 - SPARE | 300316080 | WKLC/SSU/G00007/MB8S5 | 8S5 | CLOSED | SSU PAVILLION | KUALA LUMPUR PUSAT | ITEM | INST |  | Pass | null
377303200 | Existing | VCB4 | VACUUM | 11 kV | 630 | TNB | DISTRIBUTION |  | TAMCO | VK 10J 20D | P/E TALIKOM HQ | 300044876 | WKLC/PPU/G00030/NB4 | 4 | CLOSED | PPU UNION SQUARE | KUALA LUMPUR PUSAT | TAMCO | INST |  | Pass | null
377555883 | Existing | 1P5 | VACUUM | 33 kV | 1 | TNB | DISTRIBUTION |  | TAMCO | VY-30M25D | 1P5 - MPAJ | 300044558 | WKLC/PPU/G00019/MB1P5 | 1P5 | CLOSED | PPU PANDAN INDAH | KUALA LUMPUR PUSAT | TAMCO | INST |  | Pass | null
412335712 | Existing | 36585 | VACUUM | 11 kV | 630 | TNB | DISTRIBUTION |  |  | VK 10J25H | JALAN PUDU POLIS QUATERS | 300291244 | WKLC/PCE/J01559/MB36585 | 36585 | CLOSED | UNITED ENGINEERS NO.3 | KUALA LUMPUR PUSAT | TAMCO | INST |  | Pass | null
412307714 | Existing | 44363 | VACUUM | 11 kV | 800 | TNB | DISTRIBUTION |  |  | HV12 | VERTICAS NO.1 JLN CEYLON BLK A | 300453264 | WKLC/PCE/J01624/MB44363 | 44363 | CLOSED | VERTICAS NO.1 JLN CEYLON BLOCK B | KUALA LUMPUR PUSAT | TOPRANK | INST |  | Pass | null
376923235 | Existing | 5S5 | VACUUM | 33 kV | 1 | TNB | DISTRIBUTION |  | ABB | VD3.1 3612-25 | 5S5 - PMU MID VALLEY 1L5 | 300286540 | WKLC/SSU/G00004/MB5S5 | 5S5 | CLOSED | SSU MID VALLEY | KUALA LUMPUR PUSAT | ABB | INST |  | Pass | null
377399429 | Existing | 1HO | VACUUM | 33 kV | 1 | TNB | DISTRIBUTION |  | TAMCO | VY 30M 25D | 30 MVA TX 1 | 300044530 | WKLC/PPU/G00018/MB1HO | 1HO | CLOSED | PPU NARAJAYA | KUALA LUMPUR PUSAT | TAMCO | INST |  | Pass | null
418107192 | Existing | 14202 | VACUUM | 11 kV | 630 | TNB | DISTRIBUTION |  |  | VFT12 | TX | 300065495 | WKLC/PCE/J00784/MB14202 | 14202 | CLOSED | MENARA MUTIARA BLK A | KUALA LUMPUR PUSAT | EPE | INST |  | Pass | null
416823231 | Existing | 42669 | VACUUM | 11 kV | 630 | TNB | DISTRIBUTION |  |  | 3AH5 103-1 | MSB PENGGUNA 11KV | 300290910 | WKLC/PCE/J01553/MB42669 | 42669 | CLOSED | MENARA WORLDWIDE JLN BKT BINTANG | KUALA LUMPUR PUSAT | ITEM | INST |  | Pass | null
415694315 | Existing | 45242 | VACUUM | 11 kV | 630 | TNB | DISTRIBUTION |  |  | VK10J20H | P/E UNITED SAGAWA | 311297262 | WKLC/PCE/J01687/MB45242 | 45242 | CLOSED | IPD CHERAS | KUALA LUMPUR PUSAT | TAMCO | INST | YTBC | Pass | null
416775696 | Existing | 42454 | VACUUM | 11 kV | 630 | TNB | DISTRIBUTION |  |  | VK 10J20H | BUS SECTION | 311279596 | WKLC/PCE/J00190/MB42454 | 42454 | OPEN | WISMA GENTING | KUALA LUMPUR PUSAT | TAMCO | INST | YTBC | Pass | null
411313941 | Existing | 11787 | VACUUM | 11 kV | 630 | TNB | DISTRIBUTION |  |  | VFT 12 | MENARA AIA | 300061642 | WKLC/PCE/J00084/MB11787 | 11787 | CLOSED | BKT NENAS CAR PARK | KUALA LUMPUR PUSAT | EPE | INST |  | Pass | null
416921647 | Existing |  | VACUUM | 11 kV | 0 | TNB | DISTRIBUTION | [6 empty] | 17859 | CLOSED | SCOTT VILLA CONDO NO.2 | KUALA LUMPUR PUSAT |  |  |  | Pass | null
418735109 | Existing | 595 | VACUUM | 11 kV | 630 | TNB | DISTRIBUTION |  |  | VK10J20H | PPU LOW YAT | 300065529 | WKLC/PCE/J00790/MB595 | 595 | CLOSED | PE FEDERAL HOTEL | KUALA LUMPUR PUSAT | TAMCO | INST |  | Pass | null
417867224 | Existing | 3338 | VACUUM | 11 kV | 630 | TNB | DISTRIBUTION |  |  | 12A20 | JKR AMPANG | 300066521 | WKLC/PCE/J00956/MB3338 | 3338 | CLOSED | DID AMPANG | KUALA LUMPUR PUSAT | EPE | INST |  | Pass | null
403370524 | Existing | 36593 | VACUUM | 11 kV | 800 | TNB | DISTRIBUTION |  |  | HV-12 | TX 2 | 300283365 | WKLC/PCE/J01482/MB36593 | 36593 | CLOSED | JLN BKT UTAMA 1/1 | KUALA LUMPUR TIMUR | TOPRANK | INST |  | Fail | Please check "Operational Area"
377590316 | Existing | VCB5 | VACUUM | 11 kV | 630 | TNB | DISTRIBUTION |  | TAMCO | VK 10J 20D | VCB 5 - KL PLAZA | 300044715 | WKLC/PPU/G00024/NB5 | 5 | CLOSED | PPU STAR HILL | KUALA LUMPUR PUSAT | TAMCO | INST |  | Pass | null
377303794 | Existing | VCB34 | VACUUM | 11 kV | 2 | TNB | DISTRIBUTION |  | TAMCO | VK 10P 25D | BUS COUPLER | 300286427 | WKLC/PPU/G00031/NB34 | 34 | CLOSED | PPU YOW CHUAN PLAZA | KUALA LUMPUR PUSAT | TAMCO | INST |  | Pass | null
411691708 | Existing | 13320 | VACUUM | 11 kV | 630 | TNB | DISTRIBUTION |  |  | VK 10J25H | PADAT KELAB MALAM JLN P.RAMLEE | 300245156 | WKLC/PCE/J00037/MB20840 | 13320 | CLOSED | HONG LEONG HQ | KUALA LUMPUR PUSAT | TAMCO | INST |  | Pass | null
377558536 | Existing | VCB30 | VACUUM | 11 kV | 2 | TNB | DISTRIBUTION |  | TAMCO | VK 10P25D | BUS SECTION | 300044631 | WKLC/PPU/G00021/NB30 | 30 | CLOSED | PPU PHILEO | KUALA LUMPUR PUSAT | TAMCO | INST |  | Pass | null
419081520 | Existing | 11440 | VACUUM | 11 kV | 630 | TNB | DISTRIBUTION |  |  | VK10J20H | P/UTAMA HOTEL ISTANA | 300063878 | WKLC/PCE/J00493/MB11440 | 11440 | OPEN | KOMPLEKS KEWANGAN | KUALA LUMPUR PUSAT | TAMCO | INST |  | Pass | null
417046229 | Proposed |  | VACUUM | 11 kV | 0 | TNB | DISTRIBUTION | [7 empty] | CLOSED |  | KUALA LUMPUR PUSAT |  |  |  | Fail | Please check "Status"
417046197 | Proposed |  | VACUUM | 11 kV | 0 | TNB | DISTRIBUTION | [7 empty] | CLOSED |  | KUALA LUMPUR PUSAT |  |  |  | Fail | Please check "Status"
415092679 | Existing | 48422 | VACUUM | 11 kV | 630 | TNB | DISTRIBUTION |  |  | 12A20 | SSU FEDERAL AUTO JLN SYD PUTRA | 311297260 | WKLC/PCE/J01621/MB48422 | 48422 | CLOSED | SSU BANK RAKYAT JLN TRAVERS | KUALA LUMPUR PUSAT | EPE | INST | YTBC | Pass | null
377304777 | Existing | VCB8 | VACUUM | 11 kV | 630 | TNB | DISTRIBUTION |  | TAMCO | VK-10J20D | TMN KENCANA JAYA NO.4 | 300046907 | WKLC/PPU/G00035/NB8 | 8 | CLOSED | PPU MPAJ | KUALA LUMPUR PUSAT | TAMCO | INST |  | Pass | null
416586738 | Existing | 8746 | VACUUM | 11 kV | 630 | TNB | DISTRIBUTION |  |  | A-2/65 | BUKIT PETALING | 300244905 | WKLC/PCE/J01083/MB8746 | 8746 | CLOSED | TELEKOM BKT PETALING | KUALA LUMPUR PUSAT | EPE | INST |  | Pass | null
377673286 | Existing | VCB32 | VACUUM | 11 kV | 2 | TNB | DISTRIBUTION |  | TAMCO | VK 10P25DT | INCOMER NO.2 | 300044001 | WKLC/PMU/G00007/NB32 | 32 | CLOSED | PMU PANDAN MAJU 132/33/11KV | KUALA LUMPUR PUSAT | TAMCO | INST |  | Pass | null
419287999 | Existing | 17057 | VACUUM | 11 kV | 630 | TNB | DISTRIBUTION |  |  | 8BK-88E A1 | TX 1 | 300062359 | WKLC/PCE/J00215/MB17057 | 17057 | CLOSED | PANDAN MEWAH HEIGHTS JLN MEWAH UTARA | KUALA LUMPUR PUSAT | ITEM | INST |  | Pass | null
415131698 | Existing | 50435 | VACUUM | 11 kV | 630 | TNB | DISTRIBUTION |  |  | VK10J20H | PPU JLN PUDU CB 2 | 311302186 | WKLC/PCE/J01781/MB50435 | 50435 | CLOSED | SSU Robertson Residence No. 1 | KUALA LUMPUR PUSAT | TAMCO | INST | YTBC | Pass | null
416750639 | Existing | 16421 | VACUUM | 11 kV | 630 | TNB | DISTRIBUTION |  |  | 12A20 | TX1 | 300062288 | WKLC/PCE/J00202/MB16421 | 16421 | CLOSED | PANDAN INDAH NO.11 | KUALA LUMPUR PUSAT | EPE | INST |  | Pass | null
418628178 | Existing | 37959 | VACUUM | 11 kV | 800 | TNB | DISTRIBUTION |  |  | HV - 12 | BLKA2 APT AMPG UTMA J AIR BKT | 300264161 | WKLC/PCE/J01413/MB37959 | 37959 | CLOSED | BLK A1 APARTMENT AMPANG UTAMA | KUALA LUMPUR PUSAT | TOPRANK | INST |  | Pass | null
377694589 | Existing | VCB4 | VACUUM | 11 kV | 630 | TNB | DISTRIBUTION |  | EPE | VFT-12D | MENARA HOU | 300043940 | WKLC/PMU/G00005/NB4 | 4 | CLOSED | PMU KLCC 132/33/11KV | KUALA LUMPUR PUSAT | EPE | INST |  | Pass | null
377588650 | Existing | VCB3 | VACUUM | 11 kV | 630 | TNB | DISTRIBUTION |  | TAMCO | VK 10J 20D | CABLE ABANDON | 300044630 | WKLC/PPU/G00021/NB3 | 3 | OPEN | PPU PHILEO | KUALA LUMPUR PUSAT | TAMCO | INST |  | Pass | null
418163365 | Existing | 1888 | VACUUM | 11 kV | 630 | TNB | DISTRIBUTION |  |  | VK10J20H | FAJAR SUPERMARKET | 300244781 | WKLC/PCE/J01013/MB1888 | 1888 | CLOSED |  | KUALA LUMPUR PUSAT | TAMCO | INST |  | Pass | null
377950981 | Existing | 3P5 | VACUUM |  | 1 | TNB | DISTRIBUTION |  | TAMCO | GV30M25D | 3P5-AMPANG GREAT | 310104819 | WKLC/PPU/G00040/MB2 | 2P5 | CLOSED | PPU BANK KERJASAMA RAKYAT | KUALA LUMPUR PUSAT |  |  |  | Fail | Please check "Operating Voltage"
377951141 | Existing | 3P5 | VACUUM | 33 kV | 1 | TNB | DISTRIBUTION |  | TAMCO | GV30M25D | 3P5-AMPANG GREAT | 310104818 | WKLC/PPU/G00040/MB1 | 1P5 | CLOSED | PPU BANK KERJASAMA RAKYAT | KUALA LUMPUR PUSAT |  |  |  | Pass | null
415990204 | Existing | 43463 | VACUUM | 11 kV | 630 | TNB | DISTRIBUTION |  |  | VK10J20H | PPU MIHARJA CB 6 | 300293481 | WKLC/PCE/J01577/MB43463 | 46463 | CLOSED | SSU UE3 TAMAN MIHARJA | KUALA LUMPUR PUSAT | TAMCO | INST |  | Pass | null
377376488 | Existing | VCB12 | VACUUM | 11 kV | 630 | TNB | DISTRIBUTION |  | EPE | VFT-12-106 | P/E THE PEARL JLN STONOR | 300286614 | WKLC/PPU/G00034/NB12 | 12 | CLOSED | PPU ROYAL CENDANA | KUALA LUMPUR PUSAT | EPE | INST |  | Pass | null
417999972 | Existing |  | VACUUM | 33 kV | 0 | TNB | DISTRIBUTION | [6 empty] | 5S5 | CLOSED |  | KUALA LUMPUR PUSAT |  |  |  | Pass | null
418000004 | Existing |  | VACUUM | 33 kV | 0 | TNB | DISTRIBUTION | [6 empty] | 6S5 | CLOSED |  | KUALA LUMPUR PUSAT |  |  |  | Pass | null
377374205 | Existing | VCB5 | VACUUM | 11 kV | 630 | TNB | DISTRIBUTION |  | ITEM | 8BK88 K05 | STESEN SUIS NO 3 MID VALLEY | 300286481 | WKLC/PPU/G00036/NB5 | 5 | CLOSED | PPU MID VALLEY | KUALA LUMPUR PUSAT | ITEM | INST |  | Pass | null
416389471 | Existing | 5539 | VACUUM | 11 kV | 630 | TNB | DISTRIBUTION |  |  | HV-12 | 11KV CONSUMER | 300064594 | WKLC/PCE/J00621/MB5539 | 5539 | CLOSED | WISMA MCA | KUALA LUMPUR PUSAT | VSI BRUSH | INST |  | Pass | null
377520124 | Existing | VCB1 | VACUUM | 11 kV | 630 | TNB | DISTRIBUTION |  | TAMCO | VK 10J 20D | PENGGUNA 11KV PANEL 4 | 300044197 | WKLC/PPU/G00006/NB1 | 1 | CLOSED | PPU GREAT EASTERN | KUALA LUMPUR PUSAT |  | INST |  | Pass | null
377519932 | Existing | VCB4 | VACUUM | 11 kV | 630 | TNB | DISTRIBUTION |  | TAMCO | VK 10J 20D | PENGGUNA 11KV PANEL 10 | 300044209 | WKLC/PPU/G00006/NB4 | 4 | CLOSED | PPU GREAT EASTERN | KUALA LUMPUR PUSAT |  | INST |  | Pass | null
377304803 | Existing | VCB5 | VACUUM | 11 kV | 630 | TNB | DISTRIBUTION |  | TAMCO | VK-10J20D | BS USER KOMPL BELIBELAH MPAJ | 300046904 | WKLC/PPU/G00035/NB5 | 5 | CLOSED | PPU MPAJ | KUALA LUMPUR PUSAT | TAMCO | INST |  | Pass | null
417180717 | Existing |  | VACUUM | 11 kV | 0 | TNB | DISTRIBUTION |  |  | 8BK-88E |  | 300245655 | WKLC/PCE/J01119/MB34751 | 34751 | CLOSED | P/PURI TMN SRI INTAN | KUALA LUMPUR PUSAT | ITEM | INST |  | Pass | null
377590670 | Existing | VCB32 | VACUUM | 11 kV | 2 | TNB | DISTRIBUTION |  | TAMCO | VK 10P 25D | 30 MVA TX 2 | 300044712 | WKLC/PPU/G00024/NB32 | 32 | CLOSED | PPU STAR HILL | KUALA LUMPUR PUSAT | TAMCO | INST |  | Pass | null
412194523 | Existing | 47553 | VACUUM | 11 kV | 630 | TNB | DISTRIBUTION |  |  | HV12 | PPU BANK RAKYAT | 311279648 | WKLC/PCE/J01646/MB47553 | 47553 | CLOSED | SSU FEDERAL AUTO JLN SYED PUTRA | KUALA LUMPUR PUSAT | TOSHIBA | INST | YTBC | Pass | null
417132741 | Existing |  | VACUUM | 11 kV | 630 | TNB | DISTRIBUTION |  |  | 8BK88E |  | 300555828 | WKLC/PCE/J01314/MB2 | 49935 | CLOSED | D-KLC-C16-5931 | KUALA LUMPUR PUSAT | ITEM | INST | YTBC | Pass | null
412284129 | Existing | 9843 | VACUUM | 11 kV | 630 | TNB | DISTRIBUTION |  |  | 3AH5104-2 | BUKIT NENAS | 300062997 | WKLC/PCE/J00341/MB9843 | 9843 | CLOSED | ISTANA PAHANG | KUALA LUMPUR PUSAT | ITEM | INST |  | Pass | null
411757548 | Existing | 18230 | VACUUM | 11 kV | 630 | TNB | DISTRIBUTION |  |  | SBV-4 | KG PANDAN QUARTERS | 300062102 | WKLC/PCE/J00167/MB18230 | 18230 | CLOSED | JLN KG PANDAN | KUALA LUMPUR PUSAT | GEC | INST |  | Pass | null
378148834 | Existing | VCB12 | VACUUM | 11 kV | 630 | TNB | DISTRIBUTION |  | EPE | VFT12D | P/E LOT 10 |  |  | 16 | OPEN | PMU JALAN IMBI 132/33/11KV | KUALA LUMPUR PUSAT |  |  |  | Pass | null
416578130 | Existing | 36822 | VACUUM | 11 kV | 630 | TNB | DISTRIBUTION |  |  | VK10J25H | TX2 | 300246768 | WKLC/PCE/J01372/MB36822 | 36822 | CLOSED | KEM PASIFIK NO.2 | KUALA LUMPUR PUSAT | TAMCO | INST |  | Pass | null
417553003 | Existing | 7537 | VACUUM | 11 kV | 630 | TNB | DISTRIBUTION |  |  | VK10J20H | TMN KOSAS NO 2 | 300064994 | WKLC/PCE/J00689/MB7537 | 7537 | CLOSED | TAMAN KESUMA | KUALA LUMPUR PUSAT | TAMCO | INST |  | Pass | null
377377587 | Existing | VCB2 | VACUUM | 11 kV | 630 | TNB | DISTRIBUTION |  | EPE | VFT12D | SPARE | 10001365 | WKLC/PPU/G00038/NB2 | 2 | CLOSED | PPU F & N | KUALA LUMPUR PUSAT |  |  |  | Pass | null
377962892 | Existing | 4S5 | VACUUM | 33 kV | 1 | TNB | DISTRIBUTION |  | ITEM | 8DB 10 | PMU KLCC | 300451571 | WKLC/SSU/G00014/MB4S5 | 4S5 | CLOSED | SSU BINJAI | KUALA LUMPUR PUSAT | ITEM | INST |  | Pass | null
412177906 | Existing | 40568 | VACUUM | 11 kV | 630 | TNB | DISTRIBUTION |  |  | VFT 12 | JALAN MARSH | 300284410 | WKLC/PCE/J01499/MB40568 | 40568 | CLOSED | HOTEL SENTRAL JLN THAMBIPILLAI B/FIELDS | KUALA LUMPUR PUSAT | EPE | INST |  | Pass | null
417999709 | Existing |  | VACUUM | 11 kV | 0 | TNB | DISTRIBUTION | [6 empty] | 9 | OPEN | PPU BANDAR BARU AMPANG D-WKL-S04-9079 | KUALA LUMPUR PUSAT |  |  |  | Pass | null
416587100 | Existing | 16928 | VACUUM | 11 kV | 630 | TNB | DISTRIBUTION |  |  | VK10J20H | PPU TELEKOM BRICKFIELDS | 300245163 | WKLC/PCE/J01225/MB16928 | 16928 | CLOSED | BUDGET HOTEL JLN KG ATTAP | KUALA LUMPUR PUSAT | TAMCO | INST |  | Pass | null
409120936 | Existing |  | VACUUM | 33 kV | 0 | TNB | DISTRIBUTION | [6 empty] | 1P5 | CLOSED | PPU WARISAN TRADISI | KUALA LUMPUR PUSAT |  |  |  | Pass | null
384300236 | Existing |  | VACUUM | 33 kV | 0 | TNB | DISTRIBUTION | [6 empty] | 1WO | CLOSED | SSU KLST | KUALA LUMPUR PUSAT |  |  |  | Pass | null
377300916 | Existing | 6S5 | VACUUM | 33 kV | 1 | TNB | DISTRIBUTION |  | TAMCO | GV 30M 25D | 6S5 - SPARE | 300293494 | WKLC/SSU/G00010/MB6S5 | 6S5 | OPEN | SSU KENANGA WHOLESALE (DARATAN ASLI) | KUALA LUMPUR PUSAT | TAMCO | INST |  | Pass | null
377302438 | Existing | VCB30 | VACUUM | 11 kV | 2 | TNB | DISTRIBUTION |  |  | 10-VPR-25B | BUS SECTION | 300044845 | WKLC/PPU/G00029/NB30 | 30 | CLOSED | PPU UDA BUKIT NENAS | KUALA LUMPUR PUSAT | MITSUBISHI | INST |  | Pass | null
419742966 | Existing | 7087 | VACUUM | 11 kV | 400 | TNB | DISTRIBUTION |  |  | VBH-124-40 | P/E TMN. TAR. NO.2 | 300065470 | WKLC/PCE/J00780/MB7087 | 7087 | CLOSED | TAMAN TAR NO.3 | KUALA LUMPUR PUSAT | AICHI | INST |  | Pass | null
377361859 | Existing | VCB7 | VACUUM | 11 kV | 630 | TNB | DISTRIBUTION |  | REYROLLE | LMVP/X5/M0 | P/E SABAH REALITY | 300044381 | WKLC/PPU/G00012/NB7 | 7 | CLOSED | PPU KL TOWN | KUALA LUMPUR PUSAT | REYROLLE | INST |  | Pass | null
377397938 | Existing | VCB13 | VACUUM | 11 kV | 630 | TNB | DISTRIBUTION |  | TAMCO | VK 10J 20D | CAPACITOR BANK | 300044483 | WKLC/PPU/G00016/NB13 | 13 | OPEN | PPU MBF PLAZA | KUALA LUMPUR PUSAT | TAMCO | INST |  | Pass | null
377397874 | Existing | VCB1 | VACUUM | 11 kV | 630 | TNB | DISTRIBUTION |  | TAMCO | VK 10J 20D | BILIK SUIS PNGGUNA 11KV MBF 1 | 300044479 | WKLC/PPU/G00016/NB1 | 1 | CLOSED | PPU MBF PLAZA | KUALA LUMPUR PUSAT | TAMCO | INST |  | Pass | null
412284435 | Existing | 39263 | VACUUM | 11 kV | 630 | TNB | DISTRIBUTION |  |  | VK10J20H | PPU BSKL CB4 | 311302166 | WKLC/PCE/J01481/MB39263 | 39263 | CLOSED | AIK HUA NO.2 | KUALA LUMPUR PUSAT | TAMCO | INST | YTBC | Pass | null
376923138 | Existing | 2S5 | VACUUM | 33 kV | 1 | TNB | DISTRIBUTION |  | TAMCO | VY-30M25D | 2S5 - FEEDER NO 2 | 300044919 | WKLC/SSU/G00003/MB2S5 | 2S5 | CLOSED | SSU LRT AMPANG | KUALA LUMPUR PUSAT | TAMCO | INST |  | Pass | null
416823198 | Existing | 42672 | VACUUM | 11 kV | 630 | TNB | DISTRIBUTION |  |  | 3AH5 103-1 | LTAT | 300290913 | WKLC/PCE/J01553/MB42672 | 42672 | CLOSED | MENARA WORLDWIDE JLN BKT BINTANG | KUALA LUMPUR PUSAT | ITEM | INST |  | Pass | null
416969974 | Existing | 51435 | VACUUM | 11 kV | 630 | TNB | DISTRIBUTION |  |  | 3AH5104-2 | BUS TIE | 311600931 | WKLC/PCE/J01762/MB51435 | 51435 | CLOSED | SSU 1 3TOWER JLN AMPANG | KUALA LUMPUR PUSAT | ITEM | INST | YTBC | Pass | null
403288979 | Existing | 42472 | VACUUM | 11 kV | 630 | TNB | DISTRIBUTION |  |  | VK10J20H | P/E PPR SUNGAI SERING BLOK B | 300287682 | WKLC/PCE/J01545/MB42472 | 42472 | CLOSED | PPR SUNGAI SERING BLOK A | KUALA LUMPUR TIMUR | TAMCO | INST |  | Fail | Please check "Operational Area"
418227683 | Existing | 51094 | VACUUM | 11 kV | 800 | TNB | DISTRIBUTION |  |  | HV-12 | INTER TIE | 311279537 | WKLC/PCE/J01808/MB51094 | 51094 | CLOSED | SSU MENARA TR 2 JLN AMPANG | KUALA LUMPUR PUSAT | TOSHIBA | INST | YTBC | Pass | null
417982288 | Existing | 8896 | VACUUM | 11 kV | 630 | TNB | DISTRIBUTION |  |  | VK10J20H | PANDAN JAYA NO 2 | 300066249 | WKLC/PCE/J00907/MB8896 | 8896 | OPEN | PANDAN JAYA NO.12 | KUALA LUMPUR PUSAT | TAMCO | INST |  | Pass | null
417897280 | Existing | 29526 | VACUUM | 11 kV | 800 | TNB | DISTRIBUTION |  |  | SBV 4 | TX | 300066565 | WKLC/PCE/J00966/MB29526 | 29526 | CLOSED | PANDAN COURT NO 1 JLN MEWAH UTARA | KUALA LUMPUR PUSAT | MAHKOTA | INST |  | Pass | null
416054298 | Existing | 45162 | VACUUM | 11 kV | 630 | TNB | DISTRIBUTION |  |  | 3AH5 103-1 | PPU GRAND HYATT CB8 | 300449702 | WKLC/PCE/J01608/MB45162 | 45162 | CLOSED | KIA PENG 6 JLN KIA PENG | KUALA LUMPUR PUSAT | ITEM | INST |  | Pass | null
417867984 | Existing | 18686 | VACUUM | 11 kV | 630 | TNB | DISTRIBUTION |  |  | VMH 12 | ARA AMPNG J AMPNG (DARI 34784) | 300065077 | WKLC/PCE/J00705/MB18686 | 18686 | OPEN | TIARA CONDO BLOCK D | KUALA LUMPUR PUSAT | LKH | INST |  | Pass | null
416613287 | Existing | 46348 | VACUUM | 11 kV | 630 | TNB | DISTRIBUTION |  |  | 8BK-88E B2B | SPARE | 300537527 | WKLC/PCE/J01665/MB7 | 46348 | OPEN | SSU BERJAYA PARK JLN AMPANG | KUALA LUMPUR PUSAT | ITEM | INST | YTBC | Pass | null
377692536 | Existing | VCB1 | VACUUM | 33 kV | 630 | TNB | DISTRIBUTION |  | EPE | VFT12D | SS USER THE GARDEN NO 1 | 300043960 | WKLC/PMU/G00006/NB1 | 1 | CLOSED | PMU MID VALLEY 132/33/11KV | KUALA LUMPUR PUSAT | EPE | INST |  | Pass | null
377673063 | Existing | 3L5 | VACUUM | 33 kV | 1 | TNB | DISTRIBUTION |  | TAMCO | VY30M25D | PPU PANDAN JAYA | 300043983 | WKLC/PMU/G00007/MB3L5 | 3 | CLOSED | PMU PANDAN MAJU 132/33/11KV | KUALA LUMPUR PUSAT | TAMCO | INST |  | Pass | null
416758477 | Existing | 17614 | VACUUM | 11 kV | 630 | TNB | DISTRIBUTION |  |  | VK 10J20H | RUSSIAN EMBASSY | 300062589 | WKLC/PCE/J00256/MB17614 | 17614 | CLOSED | LARSON PLACE | KUALA LUMPUR PUSAT | TAMCO | INST |  | Pass | null
416759270 | Existing | 46475 | VACUUM | 11 kV | 630 | TNB | DISTRIBUTION |  |  | 12A20 | PPU GREAT EASTERN | 300535366 | WKLC/PCE/J01715/MB46475 | 46475 | CLOSED | RESIDEN M AMPANG | KUALA LUMPUR PUSAT | EPE | INST | YTBC | Pass | null
377556348 | Existing | VCB34 | VACUUM | 11 kV | 2 | TNB | DISTRIBUTION |  | TAMCO | VK 10P 25D | BUS COUPLER | 300286518 | WKLC/PPU/G00020/NB34 | 34 | CLOSED | PPU PANDAN JAYA | KUALA LUMPUR PUSAT | TAMCO | INST |  | Pass | null
377363054 | Existing | VCB31 | VACUUM | 11 kV | 2 | TNB | DISTRIBUTION |  | TOSHIBA | VK-10P25D | 30MVA TX1 | 300044295 | WKLC/PPU/G00009/NB31 | 31 | CLOSED | PPU JALAN RODGER | KUALA LUMPUR PUSAT | TOSHIBA | INST |  | Pass | null
377374371 | Existing | VCB14 | VACUUM | 11 kV | 630 | TNB | DISTRIBUTION |  | ITEM | 8BK88 K14 | SPARE | 300286497 | WKLC/PPU/G00036/NB14 | 14 | OPEN | PPU MID VALLEY | KUALA LUMPUR PUSAT | ITEM | INST |  | Pass | null
419287998 | Existing | 17055 | VACUUM | 11 kV | 630 | TNB | DISTRIBUTION |  |  | 8BK-88E A1 | NO 1 RUMAH KEDAI PANDAN MEWAH | 300062357 | WKLC/PCE/J00215/MB17055 | 17055 | CLOSED | PANDAN MEWAH HEIGHTS JLN MEWAH UTARA | KUALA LUMPUR PUSAT | ITEM | INST |  | Pass | null
377635992 | Existing | VCB13 | VACUUM | 11 kV | 630 | TNB | DISTRIBUTION |  | TAMCO | VK10J20D | STSN MONORAIL SULTAN SULAIMAN | 300044818 | WKLC/PPU/G00028/NB13 | 13 | CLOSED | PPU TELEKOM BRICKFIELD | KUALA LUMPUR PUSAT | TAMCO | INST |  | Pass | null
418823914 | Existing | 15025 | VACUUM | 11 kV | 630 | TNB | DISTRIBUTION |  |  | VK10J20H | 11 KV PENGGUNA | 300065358 | WKLC/PCE/J00759/MB15025 | 15025 | CLOSED | P/PURI IMPIANA JLN ULU KELANG | KUALA LUMPUR PUSAT | TAMCO | INST |  | Pass | null
418150429 | Existing | 40299 | VACUUM | 11 kV | 630 | TNB | DISTRIBUTION |  |  | VFT-12 | PPU AVENUE K CB 1 | 300268614 | WKLC/PCE/J01440/MB40299 | 40299 | CLOSED | ONE KLCC JLN PINANG | KUALA LUMPUR PUSAT | EPE | INST |  | Pass | null
377304860 | Existing | 1P5 | VACUUM | 33 kV | 1 | TNB | DISTRIBUTION |  | TAMCO | VY-30M25D | 1P5-PPU PANDAN INDAH | 300046883 | WKLC/PPU/G00035/MB1P5 | 1P5 | CLOSED | PPU MPAJ | KUALA LUMPUR PUSAT | TAMCO | INST |  | Pass | null
377305084 | Existing | VCB1 | VACUUM | 11 kV | 630 | TNB | DISTRIBUTION |  | TAMCO | VK-10J20D | PPU PANDAN INDAH CB8 | 300046890 | WKLC/PPU/G00035/NB1 | 1 | OPEN | PPU MPAJ | KUALA LUMPUR PUSAT |  | INST |  | Pass | null
377364281 | Existing | 4P5 | VACUUM | 33 kV | 1 | TNB | DISTRIBUTION |  | TAMCO | VY-30M25D | 4P5-PMU GALLOWAY | 300044254 | WKLC/PPU/G00008/MB4P5 | 4P5 | CLOSED | PPU JALAN PUDU | KUALA LUMPUR PUSAT | TAMCO | INST |  | Pass | null
418893002 | Existing | 18397 | VACUUM | 11 kV | 630 | TNB | DISTRIBUTION |  |  | VMH12 | PPU PHILEO | 300061301 | WKLC/PCE/J00020/MB18397 | 18397 | CLOSED | MEGAN PHILEO PROMENADE BLK B | KUALA LUMPUR PUSAT | LKH | INST |  | Pass | null
63373147 | Existing | VCB4 | VACUUM | 11 kV | 630 | TNB | DISTRIBUTION |  | TOSHIBA | VK-10J25D | STN LRT PUDU JAYA | 300043888 | WKLC/PMU/G00002/NB4 | 4 | CLOSED | PMU BUKIT MAHKAMAH 132/33/11KV | KUALA LUMPUR PUSAT | TOSHIBA | INST |  | Pass | null
418279034 | Existing | 43021 | VACUUM | 11 kV | 630 | TNB | DISTRIBUTION |  |  | VK 10J20H | SSU RODGER JLN HANG KASTURI | 300293455 | WKLC/PCE/J01572/MB43021 | 43021 | CLOSED | HOTEL GEO JLN HANG KASTURI | KUALA LUMPUR PUSAT | TAMCO | INST |  | Pass | null
377375566 | Existing | VCB7 | VACUUM | 11 kV | 630 | TNB | DISTRIBUTION |  | EPE | VFT-12 | P/E TMN SERAYA NO.1 | 300285811 | WKLC/PPU/G00032/NB7 | 7 | CLOSED | PPU HOSPITAL AMPANG | KUALA LUMPUR PUSAT | EPE | INST |  | Pass | null
377376455 | Existing | VCB30 | VACUUM | 11 kV | 2 | TNB | DISTRIBUTION |  | EPE | VFT-12-120 | BUS SECTION | 300286607 | WKLC/PPU/G00034/NB30 | 30 | CLOSED | PPU ROYAL CENDANA | KUALA LUMPUR PUSAT | EPE | INST |  | Pass | null
411700292 | Existing | 17268 | VACUUM | 11 kV | 630 | TNB | DISTRIBUTION |  |  | VK10J20H | PMU KLCC | 300061742 | WKLC/PCE/J00102/MB17268 | 17268 | OPEN | SSU KLCC B | KUALA LUMPUR PUSAT | TAMCO | INST |  | Pass | null
377520027 | Existing | 4P5 | VACUUM | 33 kV | 1 | TNB | DISTRIBUTION |  | ABB | VD3.1 3612-25 | 4P5-PMU AMPANG | 300286271 | WKLC/PPU/G00006/MB4P5 | 4P5 | CLOSED | PPU GREAT EASTERN | KUALA LUMPUR PUSAT |  | INST |  | Pass | null
377951472 | Existing | 2S5 | VACUUM | 33 kV | 1 | TNB | DISTRIBUTION |  | TAMCO | GV 30M 25D | 2S5 - CONSUMER 2 | 300286423 | WKLC/SSU/G00009/MB2S5 | 2S5 | CLOSED | SSU LOT C | KUALA LUMPUR PUSAT | TAMCO | INST |  | Pass | null
377951408 | Existing | 1S5 | VACUUM | 33 kV | 1 | TNB | DISTRIBUTION |  | TAMCO | GV 30M 25D | 1S5 - CONSUMER 1 | 300286420 | WKLC/SSU/G00009/MB1S5 | 1S5 | CLOSED | SSU LOT C | KUALA LUMPUR PUSAT | TAMCO | INST |  | Pass | null
417034164 | Existing | 31508 | VACUUM | 11 kV | 630 | TNB | DISTRIBUTION |  |  | HICLAD 12A20 | CONSUMER | 300245896 | WKLC/PCE/J01364/MB31508 | 31508 | CLOSED | LOT 288 JLN BKT BINTANG | KUALA LUMPUR PUSAT | EPE | INST |  | Pass | null
418377514 | Existing | 5080 | VACUUM | 11 kV | 630 | TNB | DISTRIBUTION |  |  | HV-12 | BUS SECTION | 300063686 | WKLC/PCE/J00455/MB5080 | 5080 | OPEN | SG WANG PLAZA | KUALA LUMPUR PUSAT | TOPRANK | INST |  | Pass | null
418046702 | Existing | 34168 | VACUUM | 11 kV | 630 | TNB | DISTRIBUTION |  |  | VMH 12 | TX 1 | 300244640 | WKLC/PCE/J01142/MB34168 | 34168 | CLOSED | TAR VILLAS JALAN 4K AMPANG JAYA | KUALA LUMPUR PUSAT | LKH | INST |  | Pass | null
403305890 | Existing | 30691 | VACUUM | 11 kV | 630 | TNB | DISTRIBUTION |  |  | VFT-12-106 | P/E: TAMAN BUKIT UTAMA | 300244949 | WKLC/PCE/J00931/MB30691 | 30691 | OPEN | NO.1 KONDO OAKLEAF PARK PERS | KUALA LUMPUR TIMUR | EPE | INST |  | Fail | Please check "Operational Area"
377979604 | Existing | 6S5 | VACUUM | 33 kV | 1 | TNB | DISTRIBUTION |  | TAMCO | VY-30M25D | 6S5-CUSTOMER TOWER 1A | 300044916 | WKLC/SSU/G00002/MB6S5 | 6S5 | CLOSED | SSU KLCC NO.2 | KUALA LUMPUR PUSAT | TAMCO | INST |  | Pass | null
417017355 | Existing | 12975 | VACUUM | 11 kV | 630 | TNB | DISTRIBUTION |  |  | VK10J25H | PE TAMAN MUDA NO.2 | 300063363 | WKLC/PCE/J00401/MB12975 | 12975 | CLOSED | RUMAH PAM TAMAN MUDA | KUALA LUMPUR PUSAT | TAMCO | INST |  | Pass | null
377952367 | Existing | 1WO | VACUUM | 33 kV | 2 | TNB | DISTRIBUTION |  | TAMCO | U/2011/0207 | BUS COUPLER | 10001396 | WKLC/SSU/G00011/MB1WO | 1WO | CLOSED | SSU CREST WORLDWIDE | KUALA LUMPUR PUSAT |  |  |  | Pass | null
419198028 | Existing | 13815 | VACUUM | 11 kV | 630 | TNB | DISTRIBUTION |  |  | VFT12 | TX 1 | 300064206 | WKLC/PCE/J00553/MB13815 | 13815 | CLOSED | IXORA APARTMENT | KUALA LUMPUR PUSAT | EPE | INST |  | Pass | null
416384899 | Existing | 11959 | VACUUM | 11 kV | 630 | TNB | DISTRIBUTION |  |  | VK 10J20H | BGN PERKESO | 300064649 | WKLC/PCE/J00630/MB11959 | 11959 | CLOSED | LOT 247 JLN AMPANG | KUALA LUMPUR PUSAT | TAMCO | INST |  | Pass | null
417999676 | Existing |  | VACUUM | 11 kV | 0 | TNB | DISTRIBUTION | [6 empty] | 10 | OPEN | PPU BANDAR BARU AMPANG D-WKL-S04-9079 | KUALA LUMPUR PUSAT |  |  |  | Pass | null
417308528 | Existing |  | VACUUM | 11 kV | 0 | TNB | DISTRIBUTION |  |  |  |  | 311413375 | WKLC/PCE/J01884/MB2 | 52615 | CLOSED | PE MENARA YTL BKT BINTANG | KUALA LUMPUR PUSAT | TOSHIBA | INST | YTBC | Pass | null
377522047 | Existing | VCB10 | VACUUM | 11 kV | 630 | TNB | DISTRIBUTION |  | TAMCO | VK-10J20D | KOMPL TELIKOM JLN RAJA CHULAN | 300044079 | WKLC/PPU/G00002/NB10 | 10 | CLOSED | PPU BSKL | KUALA LUMPUR PUSAT |  | INST |  | Pass | null
384300171 | Existing |  | VACUUM | 33 kV | 0 | TNB | DISTRIBUTION | [6 empty] | H09 | CLOSED | SSU KLST | KUALA LUMPUR PUSAT |  |  |  | Pass | null
416870127 | Existing |  | VACUUM | 11 kV | 0 | TNB | DISTRIBUTION | [6 empty] | 30642 | CLOSED | RUMAH PANGSA KOS RENDAH 6 TKT TMN NIRWA | KUALA LUMPUR PUSAT |  |  |  | Pass | null
417037610 | Existing | 21537 | VACUUM | 11 kV | 630 | TNB | DISTRIBUTION |  |  | 3AH5 103-2 | TRANSFORMER | 300245202 | WKLC/PCE/J01243/MB21537 | 21537 | CLOSED | SIN SZE YA TEMPLE JALAN HANG KASTURI | KUALA LUMPUR PUSAT | ITEM | INST |  | Pass | null
411691809 | Existing | 20838 | VACUUM | 11 kV | 630 | TNB | DISTRIBUTION |  |  | 3AH5 103 | BUS SECTION | 300264888 | WKLC/PCE/J01420/MB20838 | 20838 | OPEN | MENARA HONG LEONG (HLA) | KUALA LUMPUR PUSAT | ITEM | INST |  | Pass | null
419158958 | Existing | 7625 | VACUUM | 11 kV | 630 | TNB | DISTRIBUTION |  |  | 8BK-88E | TX 1 | 311297164 | WKLC/PCE/J00074/MB7625 | 7625 | CLOSED | TAMAN CEMPAKA NO.1 | KUALA LUMPUR PUSAT | ITEM | INST | YTBC | Pass | null
412349596 | Existing | 42899 | VACUUM | 11 kV | 630 | TNB | DISTRIBUTION |  |  | VK 10J20H | PPU F&N CB1 | 311279560 | WKLC/PCE/J01515/MB42899 | 42899 | OPEN | SSU F&N JALAN METRO PUDU | KUALA LUMPUR PUSAT | TAMCO | INST | YTBC | Pass | null
377361858 | Existing | 3P5 | VACUUM | 33 kV | 1 | TNB | DISTRIBUTION |  | ITEM | 8DB 10 | SPARE | 300044366 | WKLC/PPU/G00012/MB3P5 | 3P5 | OPEN | PPU KL TOWN | KUALA LUMPUR PUSAT | ITEM | INST |  | Pass | null
377399459 | Existing | 1P5 | VACUUM | 33 kV | 1 | TNB | DISTRIBUTION |  | TAMCO | VY 30M 25D | YOW CHUAN PLAZA | 300044531 | WKLC/PPU/G00018/MB1P5 | 1P5 | CLOSED | PPU NARAJAYA | KUALA LUMPUR PUSAT | TAMCO | INST |  | Pass | null
417046548 | Existing |  | VACUUM | 11 kV | 0 | TNB | DISTRIBUTION | [6 empty] | 30 | OPEN |  | KUALA LUMPUR PUSAT |  |  |  | Pass | null
377523121 | Existing | VCB32 | VACUUM | 11 kV | 2 | TNB | DISTRIBUTION |  | TAMCO | VK-10P25D | 30MVA TX2 | 300044058 | WKLC/PPU/G00001/NB32 | 32 | CLOSED | PPU AMPANG SPECIALIST CENTRE | KUALA LUMPUR PUSAT | TAMCO | INST |  | Pass | null
417522934 | Existing | 17705 | VACUUM | 11 kV | 630 | TNB | DISTRIBUTION |  |  | VMH12 | BANGUNAN KUB | 300244611 | WKLC/PCE/J01311/MB17705 | 17705 | CLOSED | KONDO LE CHATEAU | KUALA LUMPUR PUSAT | LKH | INST |  | Pass | null
411305097 | Existing | 6848 | VACUUM | 11 kV | 630 | TNB | DISTRIBUTION |  |  | VK 10J20H | ASIA INSURANCE | 300062701 | WKLC/PCE/J00280/MB6848 | 6848 | CLOSED | SOUTHERN BANK | KUALA LUMPUR PUSAT | TAMCO | INST |  | Pass | null
378160584 | Existing |  | VACUUM | 33 kV | 0 | TNB | DISTRIBUTION | [6 empty] | 2S5 | CLOSED | SSU IKANO | KUALA LUMPUR PUSAT |  |  |  | Pass | null
417789057 | Existing | 9014 | VACUUM | 11 kV | 630 | TNB | DISTRIBUTION |  |  | VK10J20H | PPU LOW YATT | 300244952 | WKLC/PCE/J00405/MB9014 | 9014 | CLOSED | DESA ANGKASA | KUALA LUMPUR PUSAT | TAMCO | INST |  | Pass | null
412045227 | Existing | 8765 | VACUUM | 11 kV | 630 | TNB | DISTRIBUTION |  |  | VK10J20H | TAMAN MALURI NO 13 | 300063021 | WKLC/PCE/J00344/MB8765 | 8765 | OPEN | UNITED SAGAWA | KUALA LUMPUR PUSAT | TAMCO | DLFL INST |  | Pass | null
418734506 | Existing | 21629 | VACUUM | 11 kV | 630 | TNB | DISTRIBUTION |  |  | HICLAD 12A20 | TX | 300063789 | WKLC/PCE/J00475/MB21629 | 21629 | CLOSED | PE WISMA TEO SWEE KIAN | KUALA LUMPUR PUSAT | EPE | INST |  | Pass | null
377556915 | Existing | 3P5 | VACUUM | 33 kV | 1 | TNB | DISTRIBUTION |  | TAMCO | VY-30M25D | 3P5 - AMPANG OVERHEAD | 300044590 | WKLC/PPU/G00020/MB3P5 | 3P5 | OPEN | PPU PANDAN JAYA | KUALA LUMPUR PUSAT | TAMCO | INST |  | Pass | null
418064225 | Existing | 497 | VACUUM | 11 kV | 630 | TNB | DISTRIBUTION |  |  | VK 10J20H | PPU RODGER STREET | 300244767 | WKLC/PCE/J01237/MB497 | 497 | CLOSED | JLN DAVIDSON | KUALA LUMPUR PUSAT | TAMCO | INST |  | Pass | null
377692503 | Existing | 1SO | VACUUM | 33 kV | 2 | TNB | DISTRIBUTION |  | EPE | VJ-32DBB | BUS SECTION | 300043948 | WKLC/PMU/G00006/MB1SO | 1SO | CLOSED | PMU MID VALLEY 132/33/11KV | KUALA LUMPUR PUSAT | EPE | INST |  | Pass | null
377692567 | Existing | 2L5 | VACUUM | 33 kV | 1 | TNB | DISTRIBUTION |  | EPE | VJ-32DBB | SSU MID VALLEY | 300043950 | WKLC/PMU/G00006/MB2L5 | 2L5 | CLOSED | PMU MID VALLEY 132/33/11KV | KUALA LUMPUR PUSAT | EPE | INST |  | Pass | null
377692535 | Existing | VCB32 | VACUUM | 11 kV | 2 | TNB | DISTRIBUTION |  | EPE | VFT12D | 30MVA TX 2 | 300043968 | WKLC/PMU/G00006/NB32 | 32 | CLOSED | PMU MID VALLEY 132/33/11KV | KUALA LUMPUR PUSAT | EPE | INST |  | Pass | null
416346992 | Existing | 14155 | VACUUM | 11 kV | 630 | TNB | DISTRIBUTION |  |  | VK10J20H | PPU KEWALRAM | 300062448 | WKLC/PCE/J00231/MB14155 | 14155 | CLOSED | MINI TWINS TOWER | KUALA LUMPUR PUSAT | TAMCO | INST |  | Pass | null
418073195 | Existing | 6149 | VACUUM | 11 kV | 630 | TNB | DISTRIBUTION |  |  | 3AH5 103-1 | TRANSFORMER 1 | 300245376 | WKLC/PCE/J01071/MB6149 | 6149 | CLOSED | STADIUM MERDEKA | KUALA LUMPUR PUSAT | ITEM | INST |  | Pass | null
411751696 | Existing | 33050 | VACUUM | 11 kV | 630 | TNB | DISTRIBUTION |  |  | HD4 | TX | 300245257 | WKLC/PCE/J00739/MB33050 | 33050 | CLOSED | BLK A PPR HILIRAN AMPANG | KUALA LUMPUR PUSAT | ABB | INST |  | Pass | null
377556443 | Existing | 2HO | VACUUM | 33 kV | 1 | TNB | DISTRIBUTION |  | TAMCO | VY-30M25D | 2HO - 30 MVA TX2 | 300044588 | WKLC/PPU/G00020/MB2HO | 2HO | CLOSED | PPU PANDAN JAYA | KUALA LUMPUR PUSAT | TAMCO | INST |  | Pass | null
417198102 | Existing | 6495 | VACUUM | 11 kV | 630 | TNB | DISTRIBUTION |  |  | VMH12 | TX1 | 300063080 | WKLC/PCE/J00352/MB6495 | 6495 | CLOSED | TAMAN MALURI NO.17 | KUALA LUMPUR PUSAT | LKH | INST |  | Pass | null
416681645 | Existing | 46618 | VACUUM | 11 kV | 630 | TNB | DISTRIBUTION |  |  | 8BK-88E-A1 | LOOPING | 300449542 | WKLC/PCE/J01617/MB46618 | 46618 | CLOSED | 188 SUITES 10 JLN CENDANA | KUALA LUMPUR PUSAT | ITEM | INST |  | Pass | null
404546424 | Existing |  | VACUUM | 11 kV | 0 | TNB | DISTRIBUTION | [6 empty] | 51267 | CLOSED | SSU 4A ECO CITY | KUALA LUMPUR PUSAT |  |  |  | Pass | null
399193524 | Existing | 8992 | VACUUM | 11 kV | 630 | TNB | DISTRIBUTION |  |  | VK10J25H | TX | 300064469 | WKLC/PCE/J00599/MB8992 | 8992 | CLOSED | PANDAN MAJU NO.1 | KUALA LUMPUR TIMUR | TAMCO | INST |  | Fail | Please check "Operational Area"
417789683 | Existing | 40910 | VACUUM | 11 kV | 630 | TNB | DISTRIBUTION |  |  | HV-12 | BUS SECTION | 300268702 | WKLC/PCE/J01449/MB40910 | 40910 | CLOSED | ICON JLN TUN RAZAK | KUALA LUMPUR PUSAT | TOPRANK | INST |  | Pass | null
416922303 | Existing | 39195 | VACUUM | 11 kV | 630 | TNB | DISTRIBUTION |  |  | VK10J20H | SCOTT CENTRAL JLN SCOTT | 10000763 | WKLC/PCE/J01075/MB39195 | 39195 | CLOSED | 633 RESIDENCY JLN SCOTT | KUALA LUMPUR PUSAT | TAMCO | INST |  | Pass | null
411318274 | Existing | 1271 | VACUUM | 11 kV | 630 | TNB | DISTRIBUTION |  |  | N/A | SPARE | 300062982 | WKLC/PCE/J00338/MB1271 | 1271 | OPEN | FLAT 7 STOREY JLN HICK | KUALA LUMPUR PUSAT | GEC | INST |  | Pass | null
412134442 | Existing | 18405 | VACUUM | 11 kV | 630 | TNB | DISTRIBUTION |  |  | VMH12 | TRANSFORMERS | 300244645 | WKLC/PCE/J01233/MB18405 | 18405 | CLOSED | MENARA PUTERI JLN THAMBI ABDULLAH | KUALA LUMPUR PUSAT | LKH | INST |  | Pass | null
416458219 | Existing | 44989 | VACUUM | 11 kV | 630 | TNB | DISTRIBUTION |  |  | VK10J20H | SPARE | 300449785 | WKLC/PCE/J01619/MB44989 | 44989 | OPEN | IPK KUALA LUMPUR JLN GALLOWAY | KUALA LUMPUR PUSAT | TAMCO | INST |  | Pass | null
377694715 | Existing | 3L5 | VACUUM | 33 kV | 1 | TNB | DISTRIBUTION |  | EPE | VJ-32 | SSU IB TOWER (3S5) | 300043921 | WKLC/PMU/G00005/MB3L5 | 3L5 | CLOSED | PMU KLCC 132/33/11KV | KUALA LUMPUR PUSAT | EPE | INST |  | Pass | null
377694491 | Existing | VCB30 | VACUUM | 11 kV | 2 | TNB | DISTRIBUTION |  | EPE | VFT-12D | BUS SECTION | 300043936 | WKLC/PMU/G00005/NB30 | 30 | CLOSED | PMU KLCC 132/33/11KV | KUALA LUMPUR PUSAT | EPE | INST |  | Pass | null
377589345 | Existing | VCB1 | VACUUM | 11 kV | 630 | TNB | DISTRIBUTION |  |  | 10-VPR-25B | VCB 1 - LOCAL TX | 300044650 | WKLC/PPU/G00022/NB1 | 1 | CLOSED | PPU PNB/LUTH | KUALA LUMPUR PUSAT | MITSUBISHI | INST |  | Pass | null
418639525 | Existing | 22085 | VACUUM | 11 kV | 630 | TNB | DISTRIBUTION |  |  | SBV-4 | TX2 | 300066551 | WKLC/PCE/J00964/MB22085 | 22085 | CLOSED | JLN 6/3 TMN KOMERSIAL PANDAN INDAH | KUALA LUMPUR PUSAT | GEC | INST |  | Pass | null
377364472 | Existing | VCB34 | VACUUM | 11 kV | 2 | TNB | DISTRIBUTION |  | TAMCO | VK-10P25D | BUS COUPLER | 300044239 | WKLC/PPU/G00007/NB34 | 34 | CLOSED | PPU HOTEL ISTANA | KUALA LUMPUR PUSAT | TAMCO | INST |  | Pass | null
378316700 | Existing |  | VACUUM | 11 kV | 0 | TNB | DISTRIBUTION | [6 empty] | 50628 | CLOSED |  | KUALA LUMPUR PUSAT |  |  |  | Pass | null
377951171 | Existing | VCB1 | VACUUM | 11 kV | 630 | TNB | DISTRIBUTION |  | ITEM | 8BK88 K01 | SPARE | 310104862 | WKLC/PPU/G00040/NB17 | 30 | CLOSED | PPU BANK KERJASAMA RAKYAT | KUALA LUMPUR PUSAT | ITEM | INST | YTBC | Pass | null
415990170 | Existing | 29056 | VACUUM | 11 kV | 630 | TNB | DISTRIBUTION |  |  | 8BK-88 C1 | BUS SECTION | 300061458 | WKLC/PCE/J00052/MB29056 | 29056 | OPEN | PLAZA 393 JALAN SHELLY | KUALA LUMPUR PUSAT | ITEM | INST |  | Pass | null
417046186 | Proposed |  | VACUUM | 11 kV | 0 | TNB | DISTRIBUTION | [7 empty] | CLOSED |  | KUALA LUMPUR PUSAT |  |  |  | Fail | Please check "Status"
416828062 | Existing | 40279 | VACUUM | 11 kV | 630 | TNB | DISTRIBUTION |  |  | VK10J20H | TX1 | 300268791 | WKLC/PCE/J01464/MB40279 | 40279 | CLOSED |  | KUALA LUMPUR PUSAT | TAMCO | INST |  | Pass | null
419232022 | Existing | 17755 | VACUUM | 11 kV | 630 | TNB | DISTRIBUTION |  |  | VK 10J20H | B3 OFFICE 11KV PENGGUNA | 300062426 | WKLC/PCE/J00226/MB17755 | 17755 | CLOSED | PLAZA LOT 138 ( HOTEL MAYA ) | KUALA LUMPUR PUSAT | TAMCO | INST |  | Pass | null
377376486 | Existing | VCB10 | VACUUM | 11 kV | 630 | TNB | DISTRIBUTION |  | EPE | VFT-12-106 | P/E RITZ CALTON NO.2 | 300286613 | WKLC/PPU/G00034/NB10 | 10 | CLOSED | PPU ROYAL CENDANA | KUALA LUMPUR PUSAT | EPE | INST |  | Pass | null
377374740 | Existing | 2P5 | VACUUM | 33 kV | 1 | TNB | DISTRIBUTION |  | ITEM | 8DB 10 | 2P5-PMU PANTAI | 300286503 | WKLC/PPU/G00036/MB2P5 | 2P5 | CLOSED | PPU MID VALLEY | KUALA LUMPUR PUSAT | ITEM | INST |  | Pass | null
417862388 | Existing | 443 | VACUUM | 11 kV | 630 | TNB | DISTRIBUTION |  |  | VK10J20H | TX 1000KVA | 300062519 | WKLC/PCE/J00242/MB443 | 443 | CLOSED | BALAI POLIS JLN TUN RAZAK | KUALA LUMPUR PUSAT | TAMCO | INST |  | Pass | null
377520058 | Existing | 1SO | VACUUM | 33 kV | 2 | TNB | DISTRIBUTION |  | ABB | VD3.1 3625-25 | 1SO-BUS SECTION | 300286268 | WKLC/PPU/G00006/MB1SO | 1SO | CLOSED | PPU GREAT EASTERN | KUALA LUMPUR PUSAT |  | INST |  | Pass | null
417862957 | Existing | 31918 | VACUUM | 11 kV | 630 | TNB | DISTRIBUTION |  |  | VK10J25H | TX 2 | 300244810 | WKLC/PCE/J00043/MB31918 | 31918 | CLOSED | RUMAH AWANG ALAK BETATAR | KUALA LUMPUR PUSAT | TAMCO | INST |  | Pass | null
417034195 | Existing | 39422 | VACUUM | 11 kV | 630 | TNB | DISTRIBUTION |  |  | VK 10J20H | JAPANESE EMBASSY | 300268736 | WKLC/PCE/J01454/MB39422 | 39422 | CLOSED | SURIA STONOR | KUALA LUMPUR PUSAT | TAMCO | INST |  | Pass | null
418046701 | Existing | 34170 | VACUUM | 11 kV | 630 | TNB | DISTRIBUTION |  |  | VMH 12 | AMPANG JAYA NO 4 | 300244642 | WKLC/PCE/J01142/MB34170 | 34170 | CLOSED | TAR VILLAS JALAN 4K AMPANG JAYA | KUALA LUMPUR PUSAT | LKH | INST |  | Pass | null
416509833 | Existing | 7176 | VACUUM | 11 kV | 630 | TNB | DISTRIBUTION |  |  | VBH-124-40 | TX | 300066047 | WKLC/PCE/J00871/MB7176 | 7176 | CLOSED | TAMAN MUDA NO.4 | KUALA LUMPUR PUSAT | AICHI | INST |  | Pass | null
416372059 | Existing | 14388 | VACUUM | 11 kV | 630 | TNB | DISTRIBUTION |  |  | VMH 12 | 11KB PENGGUNA | 10000967 | WKLC/PCE/J00758/MB14388 | 14388 | OPEN | AMPANG PUTERI SPECIALIST CENTRE | KUALA LUMPUR PUSAT | LKH | INST |  | Pass | null
377590604 | Existing | VCB6 | VACUUM | 11 kV | 630 | TNB | DISTRIBUTION |  | TAMCO | VK 10J 20D | HOTEL WEST IN JLN BKT BINTANG | 300044716 | WKLC/PPU/G00024/NB6 | 6 | CLOSED | PPU STAR HILL | KUALA LUMPUR PUSAT | TAMCO | INST |  | Pass | null
377590668 | Existing | 4P5 | VACUUM | 33 kV | 1 | TNB | DISTRIBUTION |  | TAMCO | VY-30M 25D | 4P5 - PPU PNB | 300044699 | WKLC/PPU/G00024/MB4P5 | 4P5 | CLOSED | PPU STAR HILL | KUALA LUMPUR PUSAT | TAMCO | INST |  | Pass | null
419274922 | Existing | 15442 | VACUUM | 11 kV | 630 | TNB | DISTRIBUTION |  |  | VMH12 | TX2 | 300066606 | WKLC/PCE/J00971/MB15442 | 15442 | CLOSED | PANDAN INDAH INDUSTRIAL PARK NO 2 | KUALA LUMPUR PUSAT | LKH | INST |  | Pass | null
377952302 | Existing | 5S5 | VACUUM | 33 kV | 1 | TNB | DISTRIBUTION |  | TAMCO | U/2011/0206 | PPU KLCC 3P5 | 10001400 | WKLC/SSU/G00011/MB5S5 | 5S5 | OPEN | SSU CREST WORLDWIDE | KUALA LUMPUR PUSAT |  |  |  | Pass | null
377952462 | Existing | 4S5 | VACUUM | 33 kV | 1 | TNB | DISTRIBUTION |  | TAMCO | U/2011/0201 | PMU VISION CITY 10L5 | 10001399 | WKLC/SSU/G00011/MB4S5 | 4S5 | CLOSED | SSU CREST WORLDWIDE | KUALA LUMPUR PUSAT |  |  |  | Pass | null
419198027 | Existing | 13817 | VACUUM | 11 kV | 630 | TNB | DISTRIBUTION |  |  | VFT12 | AIR HOUSE | 300064208 | WKLC/PCE/J00553/MB13817 | 13817 | CLOSED | IXORA APARTMENT | KUALA LUMPUR PUSAT | EPE | INST |  | Pass | null
377376792 | Existing | 1HO | VACUUM | 33 kV | 1 | TNB | DISTRIBUTION |  | EPE | BGA 36 | 1HO-30MVA TX1 | 300286592 | WKLC/PPU/G00034/MB1HO | 1HO | CLOSED | PPU ROYAL CENDANA | KUALA LUMPUR PUSAT | EPE | INST |  | Pass | null
398663567 | Existing | 5346 | VACUUM | 11 kV | 630 | TNB | DISTRIBUTION |  |  | VK10J20H | PENGGUNA | 300064353 | WKLC/PCE/J00580/MB5346 | 5346 | CLOSED | WISMA RISDA | KUALA LUMPUR TIMUR | TAMCO | INST |  | Fail | Please check "Operational Area"
411700188 | Existing |  | VACUUM | 11 kV | 0 | TNB | DISTRIBUTION | [6 empty] | 51822 | CLOSED | THE RUMA JLN KIA PENG | KUALA LUMPUR PUSAT |  |  |  | Pass | null
417999803 | Existing |  | VACUUM | 11 kV | 0 | TNB | DISTRIBUTION | [6 empty] | 32 | CLOSED | PPU BANDAR BARU AMPANG D-WKL-S04-9079 | KUALA LUMPUR PUSAT |  |  |  | Pass | null
377522174 | Existing | VCB31 | VACUUM | 11 kV | 2 | TNB | DISTRIBUTION |  | TAMCO | VK-10P25D | 30MVA TX 1 | 300044088 | WKLC/PPU/G00002/NB31 | 31 | CLOSED | PPU BSKL | KUALA LUMPUR PUSAT |  | INST |  | Pass | null
399845411 | Existing | 28782 | VACUUM | 11 kV | 630 | TNB | DISTRIBUTION |  |  | SBV4800/20-SI | P/E JALAN RITCHIE | 300066526 | WKLC/PCE/J00958/MB28782 | 28782 | CLOSED | KONDO NO.325 PERS RITCHIE | KUALA LUMPUR TIMUR | GEC | INST |  | Fail | Please check "Operational Area"
377301247 | Existing | 3S5 | VACUUM | 33 kV | 1 | TNB | DISTRIBUTION |  | SIEMENS | 8DB10 | 3S5 - PMU MID VALLEY 9L5 | 300285641 | WKLC/SSU/G00008/MB3S5 | 3S5 | CLOSED | SSU THE GARDEN | KUALA LUMPUR PUSAT |  |  |  | Pass | null
412297283 | Existing | 45691 | VACUUM | 11 kV | 800 | TNB | DISTRIBUTION |  |  | HV12 | BUKIT SRI CEYLON LORONG CEYLON | 311302157 | WKLC/PCE/J01673/MB45691 | 45691 | CLOSED | HOTEL BKT CEYLON | KUALA LUMPUR PUSAT | TOSHIBA | INST | YTBC | Pass | null
419158925 | Existing | 47177 | VACUUM | 11 kV | 630 | TNB | DISTRIBUTION |  |  | 8BK-88E | PPU MPAJ CB6 | 311297162 | WKLC/PCE/J00074/MB47177 | 47177 | CLOSED | TAMAN CEMPAKA NO.1 | KUALA LUMPUR PUSAT | ITEM | INST | YTBC | Pass | null
378401504 | Existing |  | VACUUM | 33 kV | 0 | TNB | DISTRIBUTION | [6 empty] | 1SO | CLOSED | SSU VENUS ASSET | KUALA LUMPUR PUSAT |  |  |  | Pass | null
378401472 | Existing |  | VACUUM | 33 kV | 0 | TNB | DISTRIBUTION | [7 empty] | CLOSED | SSU VENUS ASSET | KUALA LUMPUR PUSAT |  |  |  | Pass | null
377361665 | Existing | 1SO | VACUUM | 33 kV | 2 | TNB | DISTRIBUTION |  | ITEM | 8DB 10 | BUS SECTION | 300286415 | WKLC/PPU/G00012/MB1SO | 1SO | CLOSED | PPU KL TOWN | KUALA LUMPUR PUSAT | ITEM | INST |  | Pass | null
377555816 | Existing | VCB8 | VACUUM | 11 kV | 630 | TNB | DISTRIBUTION |  | TAMCO | VK10J20D | PPU MPAJ CB1 | 300044581 | WKLC/PPU/G00019/NB8 | 8 | CLOSED | PPU PANDAN INDAH | KUALA LUMPUR PUSAT | TAMCO | INST |  | Pass | null
377398537 | Existing | VCB31 | VACUUM | 11 kV | 2 | TNB | DISTRIBUTION |  | TAMCO | VK 10P 25D | 15 MVA TX 1 | 300044518 | WKLC/PPU/G00017/NB31 | 31 | CLOSED | PPU MIHARJA | KUALA LUMPUR PUSAT | TAMCO | INST |  | Pass | null
416775885 | Existing | 12075 | VACUUM | 11 kV | 630 | TNB | DISTRIBUTION |  |  | VK10J20H | PENGGUNA | 300063834 | WKLC/PCE/J00483/MB12075 | 12075 | CLOSED | WISMA GOLDHILL | KUALA LUMPUR PUSAT | TAMCO | INST |  | Pass | null
416054328 | Existing | 45160 | VACUUM | 11 kV | 630 | TNB | DISTRIBUTION |  |  | 3AH5 103-1 | MSB PENGGUNA | 300449700 | WKLC/PCE/J01608/MB45160 | 45160 | CLOSED | KIA PENG 6 JLN KIA PENG | KUALA LUMPUR PUSAT | ITEM | INST |  | Pass | null
412327205 | Existing | 15456 | VACUUM | 11 kV | 630 | TNB | DISTRIBUTION |  |  | VK 10J25H | MSB PENGGUNA 11KV | 300244776 | WKLC/PCE/J01101/MB15456 | 15456 | CLOSED | LRT SUNGAI BESI (PUDU) | KUALA LUMPUR PUSAT | TAMCO | INST |  | Pass | null
418734505 | Existing | 21627 | VACUUM | 11 kV | 630 | TNB | DISTRIBUTION |  |  | HICLAD 12A20 | HOTEL EMERALD | 300063787 | WKLC/PCE/J00475/MB21627 | 21627 | CLOSED | PE WISMA TEO SWEE KIAN | KUALA LUMPUR PUSAT | EPE | INST |  | Pass | null
418258407 | Existing |  | VACUUM | 11 kV | 0 | TNB | DISTRIBUTION | [6 empty] | 50903 | CLOSED | DEWAN BAHASA | KUALA LUMPUR PUSAT |  |  |  | Pass | null
416613253 | Existing | 46347 | VACUUM | 11 kV | 630 | TNB | DISTRIBUTION |  |  | 8BK-88E A1 | 46346 SSU BERJAYA PARK (LOOP) | 300537525 | WKLC/PCE/J01665/MB6 | 46347 | CLOSED | SSU BERJAYA PARK JLN AMPANG | KUALA LUMPUR PUSAT | ITEM | INST | YTBC | Pass | null
417205053 | Existing | 35604 | VACUUM | 11 kV | 630 | TNB | DISTRIBUTION |  |  | VK 10J25H | ONE AMPANG AVENUE NO 1 | 300245832 | WKLC/PCE/J01347/MB35604 | 35604 | CLOSED | DUA RESIDENCY JLN TUN RAZAK | KUALA LUMPUR PUSAT | TAMCO | INST |  | Pass | null
417205181 | Existing | 42713 | VACUUM | 11 kV | 630 | TNB | DISTRIBUTION |  |  | 3AH5 103-1 | SPARE | 300293322 | WKLC/PCE/J01567/MB42713 | 42713 | OPEN | THE PEARL JALAN STONOR | KUALA LUMPUR PUSAT | ITEM | INST |  | Pass | null
418073194 | Existing | 365 | VACUUM | 11 kV | 630 | TNB | DISTRIBUTION |  |  | 3AH5 103-1 | BAREK POLIS JLN STADIUM | 300245373 | WKLC/PCE/J01071/MB365 | 365 | CLOSED | STADIUM MERDEKA | KUALA LUMPUR PUSAT | ITEM | INST |  | Pass | null
377361626 | Existing | VCB6 | VACUUM | 11 kV | 630 | TNB | DISTRIBUTION |  | REYROLLE | LMVP/X5/M0 | LOCAL TX | 300044380 | WKLC/PPU/G00012/NB6 | 6 | CLOSED | PPU KL TOWN | KUALA LUMPUR PUSAT | REYROLLE | INST |  | Pass | null
63372634 | Existing | VCB9 | VACUUM | 11 kV | 630 | TNB | DISTRIBUTION |  | TOSHIBA | VK-10J25D | APARTMENT MUI HONG | 300043893 | WKLC/PMU/G00002/NB9 | 9 | CLOSED | PMU BUKIT MAHKAMAH 132/33/11KV | KUALA LUMPUR PUSAT | TOSHIBA | INST |  | Pass | null
416389731 | Existing | 14675 | VACUUM | 11 kV | 630 | TNB | DISTRIBUTION |  |  | VK10J20H | TX2 | 300064625 | WKLC/PCE/J00626/MB14675 | 14675 | CLOSED | KL TRAVELLODGE | KUALA LUMPUR PUSAT | TAMCO | INST |  | Pass | null
377799287 | Existing | VCB11 | VACUUM | 11 kV | 630 | TNB | DISTRIBUTION |  | TAMCO | VK10J20H | SAN PENG NO.2 | 300044316 | WKLC/PPU/G00010/NB11 | 11 | CLOSED | PPU JALAN SG BESI | KUALA LUMPUR PUSAT | TAMCO | INST |  | Pass | null
416750636 | Existing | 16422 | VACUUM | 11 kV | 630 | TNB | DISTRIBUTION |  |  | 12A20 | TMN KENCANA JAYA NO 3 | 300062289 | WKLC/PCE/J00202/MB16422 | 16422 | OPEN | PANDAN INDAH NO.11 | KUALA LUMPUR PUSAT | EPE | INST |  | Pass | null
416612469 | Existing | 16149 | VACUUM | 11 kV | 630 | TNB | DISTRIBUTION |  |  | VK 10J25H | PPU UNION SQUARE | 300061688 | WKLC/PCE/J00092/MB16149 | 16149 | CLOSED | MENARA KUALA LUMPUR | KUALA LUMPUR PUSAT | TAMCO | INST |  | Pass | null
418823912 | Existing | 15026 | VACUUM | 11 kV | 630 | TNB | DISTRIBUTION |  |  | VK10J20H | DBKL JLN JELATEK | 300244786 | WKLC/PCE/J00759/MB15026 | 15026 | OPEN | P/PURI IMPIANA JLN ULU KELANG | KUALA LUMPUR PUSAT | TAMCO | INST |  | Pass | null
377672894 | Existing | 9L5 | VACUUM | 33 kV | 1 | TNB | DISTRIBUTION |  | TAMCO | VY30M25D | PPU TMN DATO AHMAD RAZALI | 300043991 | WKLC/PMU/G00007/MB9L5 | 9 | CLOSED | PMU PANDAN MAJU 132/33/11KV | KUALA LUMPUR PUSAT | TAMCO | INST |  | Pass | null
377672862 | Existing | VCB12 | VACUUM | 11 kV | 630 | TNB | DISTRIBUTION |  | TAMCO | VK 10J20D | P/E FEDERAL COOP HOUSING | 300043995 | WKLC/PMU/G00007/NB12 | 12 | CLOSED | PMU PANDAN MAJU 132/33/11KV | KUALA LUMPUR PUSAT | TAMCO | INST |  | Pass | null
418639524 | Existing | 22083 | VACUUM | 11 kV | 630 | TNB | DISTRIBUTION |  |  | SBV-4 | JLN 6/2 TAMAN KOMERSIALP. INDA | 300066549 | WKLC/PCE/J00964/MB22083 | 22083 | CLOSED | JLN 6/3 TMN KOMERSIAL PANDAN INDAH | KUALA LUMPUR PUSAT | GEC | INST |  | Pass | null
377363486 | Existing | 2P5 | VACUUM | 33 kV | 1 | TNB | DISTRIBUTION |  | SIEMENS | 8DB 10 | 2P5-PMU BRICKFIELDS | 300044280 | WKLC/PPU/G00009/MB2P5 | 2P5 | CLOSED | PPU JALAN RODGER | KUALA LUMPUR | SIEMENS | INST |  | Fail | Please check "Operational Area"
377949456 | Existing | VCB10 | VACUUM | 11 kV | 630 | TNB | DISTRIBUTION |  | TAMCO | VK 10J 20D | MEGAN PHLEO PROMADE BLOCK E | 300286557 | WKLC/PPU/G00037/NB10 | 10 | CLOSED | PPU PLAZA DUTA (AVENUE K) | KUALA LUMPUR PUSAT | TAMCO | INST |  | Pass | null
418074517 | Existing | 875 | VACUUM | 11 kV | 630 | TNB | DISTRIBUTION |  |  | VFT-12 | TRANSFORMER 1-DIRECT CONSUMER | 300244914 | WKLC/PCE/J01073/MB875 | 875 | CLOSED | STADIUM NEGARA | KUALA LUMPUR PUSAT | EPE | INST |  | Pass | null
415990201 | Existing | 43462 | VACUUM | 11 kV | 630 | TNB | DISTRIBUTION |  |  | VK10J20H | SPARE | 300293480 | WKLC/PCE/J01577/MB43462 | 46462 | OPEN | SSU UE3 TAMAN MIHARJA | KUALA LUMPUR PUSAT | TAMCO | INST |  | Pass | null
417940644 | Existing | 38839 | VACUUM | 11 kV | 630 | TNB | DISTRIBUTION |  |  | VK10J20H | SPARE | 300266716 | WKLC/PCE/J01434/MB38839 | 38839 | OPEN | CARREFOUR AMPANG | KUALA LUMPUR PUSAT | TAMCO | INST |  | Pass | null
411700322 | Existing | 17274 | VACUUM | 11 kV | 630 | TNB | DISTRIBUTION |  |  | VK10J20H | 11KV CONSUMER | 10001007 | WKLC/PCE/J00102/MB17274 | 17274 | CLOSED | SSU KLCC B | KUALA LUMPUR PUSAT | TAMCO | INST |  | Pass | null
377519929 | Existing | 1WO | VACUUM | 33 kV | 2 | TNB | DISTRIBUTION |  | ABB | VD3.1 3625-25 | 1WO-BUS COUPLER | 300044189 | WKLC/PPU/G00006/MB1WO | 1WO | OPEN | PPU GREAT EASTERN | KUALA LUMPUR PUSAT |  | INST |  | Pass | null
416303635 | Existing |  | VACUUM | 11 kV | 0 | TNB | DISTRIBUTION | [6 empty] | 48366 | OPEN | SSU GLENEAGLES JLN AMPANG | KUALA LUMPUR PUSAT |  |  |  | Pass | null
411318138 | Existing | 12334 | VACUUM | 11 kV | 630 | TNB | DISTRIBUTION |  |  | VK 10J20H | TX | 300062787 | WKLC/PCE/J00296/MB12334 | 12334 | CLOSED | CITY GARDEN(KONDO JLN BKT CEYLON) | KUALA LUMPUR PUSAT | TAMCO | INST |  | Pass | null
417180714 | Existing |  | VACUUM | 11 kV | 0 | TNB | DISTRIBUTION |  |  | 8BK-88E |  | 300245656 | WKLC/PCE/J01119/MB34752 | 34752 | CLOSED | P/PURI TMN SRI INTAN | KUALA LUMPUR PUSAT | ITEM | INST |  | Pass | null
377979474 | Existing | 1WO | VACUUM | 33 kV | 2 | TNB | DISTRIBUTION |  | TAMCO | VY-30P25D | 1WO-BUS COUPLER | 300044908 | WKLC/SSU/G00001/MB1WO | 1WO | CLOSED | SSU KLCC NO.1 | KUALA LUMPUR PUSAT | TAMCO | INST |  | Pass | null
377591524 | Existing | VCB8 | VACUUM | 33 kV | 630 | TNB | DISTRIBUTION |  | TAMCO | VK 10J 20D | BANDAR BARU AMPANG NO 6 | 300044778 | WKLC/PPU/G00026/NB8 | 8 | CLOSED | PPU TAMAN KOSAS | KUALA LUMPUR PUSAT | TAMCO | INST |  | Pass | null
419274921 | Existing | 15440 | VACUUM | 11 kV | 630 | TNB | DISTRIBUTION |  |  | VMH12 | PANDAN INDAH IND PARK NO 3 | 300066604 | WKLC/PCE/J00971/MB15440 | 15440 | CLOSED | PANDAN INDAH INDUSTRIAL PARK NO 2 | KUALA LUMPUR PUSAT | LKH | INST |  | Pass | null
419274761 | Existing | 30529 | VACUUM | 11 kV | 630 | TNB | DISTRIBUTION |  |  | 8BK-88 A1 | PANDAN INDAH INDUSTRI PARK NO | 300244996 | WKLC/PCE/J00285/MB30529 | 30529 | CLOSED | R/PANGSA KOS RDH 6 TKT JLN PANDAN INDAH | KUALA LUMPUR PUSAT | SIEMENS | INST |  | Pass | null
417017353 | Existing | 12977 | VACUUM | 11 kV | 630 | TNB | DISTRIBUTION |  |  | VK10J25H | PE TAMAN MAWAR | 300063365 | WKLC/PCE/J00401/MB12977 | 12977 | CLOSED | RUMAH PAM TAMAN MUDA | KUALA LUMPUR PUSAT | TAMCO | INST |  | Pass | null
412314820 | Existing | 784 | VACUUM | 11 kV | 630 | TNB | DISTRIBUTION |  |  | N/A | TRANSFORMER 1 - DIRECT CONSUME | 300245366 | WKLC/PCE/J01245/MB784 | 784 | CLOSED | HSBC | KUALA LUMPUR PUSAT | VSI BRUSH | INST |  | Pass | null
416578127 | Existing | 50398 | VACUUM | 11 kV | 630 | TNB | DISTRIBUTION |  |  | VK10J25H | PENGGUNA SEMENTARA 11KV SPUR | 311302148 | WKLC/PCE/J01372/MB50398 | 50398 | CLOSED | KEM PASIFIK NO.2 | KUALA LUMPUR PUSAT | TAMCO | INST | YTBC | Pass | null
415603414 | Existing | 18705 | VACUUM | 11 kV | 630 | TNB | DISTRIBUTION |  |  | VMH 12 | MENARA KENANGA POINT BLOK B | 300244634 | WKLC/PCE/J01020/MB18705 | 18705 | CLOSED | MENARA KENANGA POINT BLK A | KUALA LUMPUR PUSAT | LKH | INST |  | Pass | null
411700187 | Existing |  | VACUUM | 11 kV | 0 | TNB | DISTRIBUTION | [6 empty] | 51824 | CLOSED | THE RUMA JLN KIA PENG | KUALA LUMPUR PUSAT |  |  |  | Pass | null
417999802 | Existing |  | VACUUM | 11 kV | 0 | TNB | DISTRIBUTION | [6 empty] | 14 | OPEN | PPU BANDAR BARU AMPANG D-WKL-S04-9079 | KUALA LUMPUR PUSAT |  |  |  | Pass | null
416441306 | Existing | 48430 | VACUUM | 11 kV | 630 | TNB | DISTRIBUTION |  |  | 8BK-88E-A1 | SUITE PLATINUM JLN CENDANA | 300537471 | WKLC/PCE/J01771/MB7 | 48340 | CLOSED | SUMMER SUITE JALAN CENDANA | KUALA LUMPUR PUSAT | ITEM | INST | YTBC | Pass | null
384214272 | Existing |  | VACUUM | 33 kV | 0 | TNB | DISTRIBUTION | [6 empty] | 1P5 | CLOSED |  | KUALA LUMPUR PUSAT |  |  |  | Pass | null
409120997 | Existing |  | VACUUM | 33 kV | 0 | TNB | DISTRIBUTION | [6 empty] | 1HO | CLOSED | PPU WARISAN TRADISI | KUALA LUMPUR PUSAT |  |  |  | Pass | null
411348060 | Existing | 41528 | VACUUM | 11 kV | 630 | TNB | DISTRIBUTION |  |  | 3AH5 103-1 | CONSUMER | 300291263 | WKLC/PCE/J01560/MB41528 | 41528 | CLOSED | MENARA HSBC | KUALA LUMPUR PUSAT | ITEM | INST |  | Pass | null
384214336 | Existing |  | VACUUM | 33 kV | 0 | TNB | DISTRIBUTION | [6 empty] | 2P5 | CLOSED |  | KUALA LUMPUR PUSAT |  |  |  | Pass | null
417037608 | Existing | 21538 | VACUUM | 11 kV | 630 | TNB | DISTRIBUTION |  |  | 3AH5 103-2 | JLN YAP AH LOY | 300245203 | WKLC/PCE/J01243/MB21538 | 21538 | CLOSED | SIN SZE YA TEMPLE JALAN HANG KASTURI | KUALA LUMPUR PUSAT | ITEM | INST |  | Pass | null
412297410 | Existing | 19175 | VACUUM | 11 kV | 630 | TNB | DISTRIBUTION |  |  | VMH12 | TX 1 | 300061189 | WKLC/PCE/J00001/MB19175 | 19175 | CLOSED | P/PURI SRI CHANGKAT RAJA CHULAN | KUALA LUMPUR PUSAT | LKH HSS | INST |  | Pass | null
377692131 | Existing | 19L5 | VACUUM | 33 kV | 1 | TNB | DISTRIBUTION |  | TAMCO | N/A | SPARE | 300286630 | WKLC/PMU/G00007/MB19L5 | 19 | OPEN | PMU PANDAN MAJU 132/33/11KV | KUALA LUMPUR PUSAT | TAMCO | INST |  | Pass | null
377301610 | Existing | 1SO | VACUUM | 33 kV | 2 | TNB | DISTRIBUTION |  | ITEM | 8DB 10 | 1S0-BUS SECTION | 300287102 | WKLC/SSU/G00007/MB1SO | 1S0 | CLOSED | SSU PAVILLION | KUALA LUMPUR PUSAT | ITEM | INST |  | Pass | null
377591830 | Existing | VCB14 | VACUUM | 11 kV | 630 | TNB | DISTRIBUTION |  | TAMCO | VK 10J 20D | TMN TAR NO 6 | 300044766 | WKLC/PPU/G00026/NB14 | 14 | CLOSED | PPU TAMAN KOSAS | KUALA LUMPUR PUSAT | TAMCO | INST |  | Pass | null
377592623 | Existing | 3P5 | VACUUM | 33 kV | 1 | TNB | DISTRIBUTION |  | TAMCO | VY-30M25D | 3P5 - SPARE | 300044787 | WKLC/PPU/G00027/MB3P5 | 3P5 | CLOSED | PPU TASIK TAMBAHAN | KUALA LUMPUR PUSAT | TAMCO | INST |  | Pass | null
417046706 | Existing |  | VACUUM | 11 kV | 0 | TNB | DISTRIBUTION | [6 empty] | 12 | CLOSED |  | KUALA LUMPUR PUSAT |  |  |  | Pass | null
407544106 | Existing | 2S5 | VACUUM | 33 kV | 1 | TNB | DISTRIBUTION |  |  |  | CONSUMER 2 | 311025578 | WKLT/SSU/G00012/MB4 | 4S5 | CLOSED | SSU RISDA | KUALA LUMPUR BARAT | EPE | INST | YTBC | Fail | Please check "Operational Area"
418447130 | Existing | 39075 | VACUUM | 11 kV | 630 | TNB | DISTRIBUTION |  |  | VK 10J20H | SSU BLOK A ONE RESIDENCY | 300286717 | WKLC/PCE/J01539/MB39075 | 39075 | OPEN | SSU BLOK B ONE RESIDENCY JALAN NAGASARI | KUALA LUMPUR PUSAT | TAMCO | INST |  | Pass | null
417970431 | Existing | 20232 | VACUUM | 11 kV | 630 | TNB | DISTRIBUTION |  |  | VK10J25H | TX2 | 300062301 | WKLC/PCE/J00204/MB20232 | 20232 | CLOSED | PUSAT PERUBATAN PANDAN INDAH NO.1 | KUALA LUMPUR PUSAT | TAMCO | INST |  | Pass | null
417970271 | Existing | 20237 | VACUUM | 11 kV | 630 | TNB | DISTRIBUTION |  |  | VMH12 | KMPLKS PRBTN P.INDAH NO 2 | 300062218 | WKLC/PCE/J00191/MB20237 | 20237 | CLOSED | NO.3 KOMPLEK PERUBATAN PANDAN INDAH | KUALA LUMPUR PUSAT | LKH | INST |  | Pass | null
377949561 | Existing | VCB9 | VACUUM | 11 kV | 630 | TNB | DISTRIBUTION |  | TAMCO | VK 10J 20D | SPARE | 300286544 | WKLC/PPU/G00037/NB9 | 9 | CLOSED | PPU PLAZA DUTA (AVENUE K) | KUALA LUMPUR PUSAT | TAMCO | INST |  | Pass | null
377951211 | Existing | 3P5 | VACUUM | 33 kV | 1 | TNB | DISTRIBUTION |  | TAMCO | GV30M25D | 3P5-AMPANG GREAT | 310104823 | WKLC/PPU/G00040/MB6 | 6P5 | CLOSED | PPU BANK KERJASAMA RAKYAT | KUALA LUMPUR PUSAT |  |  |  | Pass | null
377951972 | Existing | 4P5 | VACUUM | 33 kV | 1 | TNB | DISTRIBUTION |  | ITEM | N/A | 4P5 - | 300451584 | WKLC/PPU/G00039/MB4P5 | 4P5 | OPEN | PPU ST MARY | KUALA LUMPUR PUSAT | ITEM | INST |  | Pass | null
419090398 | Existing | 48404 | VACUUM | 11 kV | 630 | TNB | DISTRIBUTION |  |  | HV-12 | RESIDENSI MIRAGE YKS NO 2 | 300537358 | WKLC/PCE/J01631/MB3 | 48404 | CLOSED | RESIDENSI MIRAGE YKS N0.1 | KUALA LUMPUR PUSAT | TOSHIBA | INST | YTBC | Pass | null
417867252 | Existing | 39574 | VACUUM | 11 kV | 630 | TNB | DISTRIBUTION |  |  | VK10J20H | TDAR CB #2 | 311302195 | WKLC/PCE/J00956/MB39574 | 39574 | CLOSED | DID AMPANG | KUALA LUMPUR PUSAT | TAMCO | INST | YTBC | Pass | null
412327364 | Existing | 29990 | VACUUM | 11 kV | 630 | TNB | DISTRIBUTION |  |  | 8BK-88 | TRANSFORMER | 300245006 | WKLC/PCE/J01064/MB29990 | 29990 | CLOSED | STOR POS MALAYSIA BHD JLN CHAN SOW LIN | KUALA LUMPUR PUSAT | ITEM | INST |  | Pass | null
409120606 | Existing |  | VACUUM | 11 kV | 0 | TNB | DISTRIBUTION | [6 empty] | 5 | CLOSED | PPU WARISAN TRADISI | KUALA LUMPUR PUSAT |  |  |  | Pass | null
412297147 | Existing | 3566 | VACUUM | 11 kV | 630 | TNB | DISTRIBUTION |  |  | VK 10J25H | KATARI HOTEL | 300244744 | WKLC/PCE/J01059/MB3566 |  | CLOSED | PUDURAYA | KUALA LUMPUR PUSAT | TAMCO | INST |  | Pass | null
377305152 | Existing | VCB14 | VACUUM | 11 kV | 630 | TNB | DISTRIBUTION |  | TAMCO | VK-10J20D | F3 B.S USER KOMP B/BELAH MPAJ | 300046895 | WKLC/PPU/G00035/NB14 | 14 | CLOSED | PPU MPAJ | KUALA LUMPUR PUSAT | TAMCO | INST |  | Pass | null
377673060 | Existing | 7L5 | VACUUM | 33 kV | 1 | TNB | DISTRIBUTION |  | TAMCO | VY30M25D | SSU TEXAS | 300043989 | WKLC/PMU/G00007/MB7L5 | 7 | CLOSED | PMU PANDAN MAJU 132/33/11KV | KUALA LUMPUR PUSAT | TAMCO | INST |  | Pass | null
377304359 | Existing | VCB12 | VACUUM | 11 kV | 1 | TNB | DISTRIBUTION |  | TAMCO | VK 10J 20DT | LOCAL TX | 300044894 | WKLC/PPU/G00031/NB12 | 12 | CLOSED | PPU YOW CHUAN PLAZA | KUALA LUMPUR PUSAT | TAMCO | INST |  | Pass | null
411751694 | Existing | 33049 | VACUUM | 11 kV | 630 | TNB | DISTRIBUTION |  |  | HD4 | BLOK B PPR HILIRAN AMPANG | 300245256 | WKLC/PCE/J00739/MB33049 | 33049 | CLOSED | BLK A PPR HILIRAN AMPANG | KUALA LUMPUR PUSAT | ABB | INST |  | Pass | null
417205212 | Existing | 42711 | VACUUM | 11 kV | 630 | TNB | DISTRIBUTION |  |  | 3AH5 103-1 | MSB PENGGUNA 11KV | 300293320 | WKLC/PCE/J01567/MB42711 | 42711 | CLOSED | THE PEARL JALAN STONOR | KUALA LUMPUR PUSAT | ITEM | INST |  | Pass | null
377377191 | Existing | 4P5 | VACUUM | 33 kV | 1 | TNB | DISTRIBUTION |  | TAMCO | GV 30M 25D | 30 MVA TX 1 | 300293297 | WKLC/PPU/G00038/MB4P5 | 4P5 | CLOSED | PPU F & N | KUALA LUMPUR PUSAT | TAMCO | INST |  | Pass | null
416548342 | Existing | 11889 | VACUUM | 11 kV | 630 | TNB | DISTRIBUTION |  |  | V-10F-20 | P/U ASC | 300065330 | WKLC/PCE/J00754/MB11889 | 11889 | CLOSED | TAMAN AHMAD RAZALI NO.5 | KUALA LUMPUR PUSAT | HITACHI | INST |  | Pass | null
377374304 | Existing | VCB31 | VACUUM | 11 kV | 2 | TNB | DISTRIBUTION |  | ITEM | 8BK88 1HO | 30 MVA TX 1 | 300286485 | WKLC/PPU/G00036/NB31 | 31 | CLOSED | PPU MID VALLEY | KUALA LUMPUR PUSAT | ITEM | INST |  | Pass | null
411305657 | Existing | 10107 | VACUUM | 11 kV | 630 | TNB | DISTRIBUTION |  |  | VK 10J20H | P/U BKT MAHKAMAH CB3 | 300244679 | WKLC/PCE/J01257/MB10107 | 10107 | CLOSED | SINAR KOTA | KUALA LUMPUR PUSAT | TAMCO | INST |  | Pass | null
419287963 | Existing | 17054 | VACUUM | 11 kV | 630 | TNB | DISTRIBUTION |  |  | 8BK-88E A1 | PPU PANDAN INDAH | 300062356 | WKLC/PCE/J00215/MB17054 | 17054 | CLOSED | PANDAN MEWAH HEIGHTS JLN MEWAH UTARA | KUALA LUMPUR PUSAT | ITEM | INST |  | Pass | null
417897775 | Existing | 33246 | VACUUM | 11 kV | 800 | TNB | DISTRIBUTION |  |  | SBV-4 | BLOK B PANGSAPURI PANDAN MEWAH | 300245170 | WKLC/PCE/J01106/MB33246 | 33246 | CLOSED | BLK A P/PURI PANDAN MEWAH | KUALA LUMPUR PUSAT | ALTENA | INST |  | Pass | null
411318272 | Existing | 1273 | VACUUM | 11 kV | 630 | TNB | DISTRIBUTION |  |  | 3AH5 103-1 | HICK ROAD | 300062983 | WKLC/PCE/J00338/MB1273 | 1273 | CLOSED | FLAT 7 STOREY JLN HICK | KUALA LUMPUR PUSAT | ITEM | INST |  | Pass | null
412134440 | Existing | 18404 | VACUUM | 11 kV | 630 | TNB | DISTRIBUTION |  |  | VMH12 | P/E ANG SENG NO 2 | 300244644 | WKLC/PCE/J01233/MB18404 | 18404 | CLOSED | MENARA PUTERI JLN THAMBI ABDULLAH | KUALA LUMPUR PUSAT | LKH | INST |  | Pass | null
412327069 | Existing | 10281 | VACUUM | 11 kV | 630 | TNB | DISTRIBUTION |  |  | A2 | KOMPLEK RICH MOORE J. PASAR BA | 300244920 | WKLC/PCE/J01012/MB10281 | 10281 | CLOSED | WISMA SRI KEMAMAN | KUALA LUMPUR PUSAT | EPE | INST |  | Pass | null
412744323 | Existing | 49326 | VACUUM | 11 kV | 630 | TNB | DISTRIBUTION |  |  | 3AH5104-2 | LOOPING | 311406557 | WKLC/PCE/J01722/MB49326 | 49326 | CLOSED | SSU DESA GREEN TMN DESA | KUALA LUMPUR SELATAN | SIEMENS | INST | YTBC | Fail | Please check "Operational Area"
378160071 | Existing | VCB1 | VACUUM | 11 kV | 630 | TNB | DISTRIBUTION |  | EPE | VFT-12 | VCB1-P/E TELEKOM TMN PUTRA | 310104926 | WKLC/PPU/G00043/NB15 | 30 | CLOSED | PPU BANGUNAN MAS BARU | KUALA LUMPUR PUSAT |  |  |  | Pass | null
377588710 | Existing | VCB6 | VACUUM | 11 kV | 630 | TNB | DISTRIBUTION |  | TAMCO | VK 10J 20D | P/E HICOM SEMENTARA J.TUN RZAK | 300044637 | WKLC/PPU/G00021/NB6 | 6 | CLOSED | PPU PHILEO | KUALA LUMPUR PUSAT | TAMCO | INST |  | Pass | null
377951009 | Existing | VCB1 | VACUUM | 11 kV | 630 | TNB | DISTRIBUTION |  | ITEM | 8BK88 K01 | SPARE | 310104867 | WKLC/PPU/G00040/NB6 | 6 | CLOSED | PPU BANK KERJASAMA RAKYAT | KUALA LUMPUR PUSAT |  |  |  | Pass | null
418269965 | Existing | 5245 | VACUUM | 11 kV | 630 | TNB | DISTRIBUTION |  |  | N/A | MALAYAN BANKING JLN TUN HS LEE | 300245127 | WKLC/PCE/J01208/MB5245 | 5245 | CLOSED | KWONG YIK BANK JLN SILANG | KUALA LUMPUR PUSAT | UNIVEC | INST |  | Pass | null
377979451 | Existing | 1S5 | VACUUM | 33 kV | 1 | TNB | DISTRIBUTION |  | TAMCO | VY-30V25D | 1S5-CABEL LINKAGE TO STESEN 2 | 300044907 | WKLC/SSU/G00001/MB1S5 | 1S5 | CLOSED | SSU KLCC NO.1 | KUALA LUMPUR PUSAT | TAMCO | INST |  | Pass | null
411786819 | Existing |  | VACUUM | 11 kV | 0 | TNB | DISTRIBUTION | [6 empty] | N/A | CLOSED | PANDAN MAJU NO.5 | Unknown |  |  |  | Fail | Please check "Operational Area"
419232020 | Existing | 17754 | VACUUM | 11 kV | 630 | TNB | DISTRIBUTION |  |  | VK 10J20H | B2 HOTEL 11KV PENGGUNA | 300062425 | WKLC/PCE/J00226/MB17754 | 17754 | CLOSED | PLAZA LOT 138 ( HOTEL MAYA ) | KUALA LUMPUR PUSAT | TAMCO | INST |  | Pass | null
417034225 | Existing | 39418 | VACUUM | 11 kV | 630 | TNB | DISTRIBUTION |  |  | VK 10J20H | PENGGUNA 11KV | 300268731 | WKLC/PCE/J01454/MB39418 | 39418 | CLOSED | SURIA STONOR | KUALA LUMPUR PUSAT | TAMCO | INST |  | Pass | null
417034161 | Existing | 31512 | VACUUM | 11 kV | 630 | TNB | DISTRIBUTION |  |  | HICLAD 12A20 | CONSUMER | 300245900 | WKLC/PCE/J01364/MB31512 | 31512 | CLOSED | LOT 288 JLN BKT BINTANG | KUALA LUMPUR PUSAT | EPE | INST |  | Pass | null
417969383 | Existing | 11112 | VACUUM | 11 kV | 630 | TNB | DISTRIBUTION |  |  | VK10J20H | TX1 | 300061933 | WKLC/PCE/J00138/MB11112 | 11112 | CLOSED | PANDAN INDAH NO.8 | KUALA LUMPUR PUSAT | TAMCO | INST |  | Pass | null
417871132 | Existing | 42592 | VACUUM | 11 kV | 630 | TNB | DISTRIBUTION |  |  | VK 10J20H | TX 1 | 300268669 | WKLC/PCE/J01550/MB42592 | 42592 | CLOSED | MUTIARA RESIDENCY JLN THAMBY ABDULLAH | KUALA LUMPUR PUSAT | TAMCO | INST |  | Pass | null
417179287 | Existing | 3853 | VACUUM | 11 kV | 630 | TNB | DISTRIBUTION |  |  | 8BK-88E A1 | TX1 | 300265561 | WKLC/PCE/J01426/MB3853 | 38535 | CLOSED | BLK 4 DESA LEMBAH PERMAI JLN BKT BELACAN | KUALA LUMPUR PUSAT | ITEM | INST |  | Pass | null
417180681 | Existing |  | VACUUM | 11 kV | 0 | TNB | DISTRIBUTION |  |  | 8BK-88E |  | 300245658 | WKLC/PCE/J01119/MB34753 | 34753 | CLOSED | P/PURI TMN SRI INTAN | KUALA LUMPUR PUSAT | ITEM | INST |  | Pass | null
418106817 | Existing | 7287 | VACUUM | 11 kV | 630 | TNB | DISTRIBUTION |  |  | VK10J20H | TMN TAR NO 7 | 300065450 | WKLC/PCE/J00776/MB7287 | 7287 | CLOSED | TAMAN TAR NO.5 | KUALA LUMPUR PUSAT | TAMCO | INST |  | Pass | null
377590602 | Existing | VCB14 | VACUUM | 11 kV | 630 | TNB | DISTRIBUTION |  | TAMCO | VK 10J 20D | P/E LOT 10 | 300044706 | WKLC/PPU/G00024/NB14 | 14 | CLOSED | PPU STAR HILL | KUALA LUMPUR PUSAT | TAMCO | INST |  | Pass | null
377396643 | Existing | 4P5 | VACUUM | 33 kV | 1 | TNB | DISTRIBUTION |  | ABB | N/A | PMU JLN IMBI | 300044427 | WKLC/PPU/G00014/MB4P5 | 4P5 | CLOSED | PPU LOW YATT | KUALA LUMPUR PUSAT | ABB | INST |  | Pass | null
377979569 | Existing | 7S5 | VACUUM | 33 kV | 1 | TNB | DISTRIBUTION |  | TAMCO | VY-30M25D | 7S5 - PMU KLCC 5L5 | 300044911 | WKLC/SSU/G00001/MB7S5 | 7S5 | CLOSED | SSU KLCC NO.1 | KUALA LUMPUR PUSAT | TAMCO | INST |  | Pass | null
418446030 | Existing | 5082 | VACUUM | 11 kV | 630 | TNB | DISTRIBUTION |  |  | VK 10J20H | TX | 300063846 | WKLC/PCE/J00485/MB5082 | 5082 | CLOSED | WISMA BUDIMAN | KUALA LUMPUR PUSAT | TAMCO | INST |  | Pass | null
416019994 | Existing | 38568 | VACUUM | 11 kV | 630 | TNB | DISTRIBUTION |  |  | VFT-12 106 | PENGGUNA 11KV | 311279600 | WKLC/PCE/J01672/MB38568 | 38568 | CLOSED | BLK PEJ 170 JLN PERAK | KUALA LUMPUR PUSAT | EPE | INST | YTBC | Pass | null
377950874 | Existing | VCB 1 | VACUUM | 11 kV | 630 | TNB | DISTRIBUTION |  | TAMCO | VK 10J 20D | SPARE | 310105002 | WKLC/PPU/G00046/NB16 | 16 | CLOSED | PPU GRAND HYATT | KUALA LUMPUR PUSAT |  |  |  | Pass | null
412314819 | Existing | 783 | VACUUM | 11 kV | 630 | TNB | DISTRIBUTION |  |  | N/A | CENTRAL MARKET | 300245365 | WKLC/PCE/J01245/MB783 | 783 | CLOSED | HSBC | KUALA LUMPUR PUSAT | VSI BRUSH | INST |  | Pass | null
419198786 | Existing | 16012 | VACUUM | 11 kV | 630 | TNB | DISTRIBUTION |  |  | VK10J20H | WISMA XYZ | 300245035 | WKLC/PCE/J00698/MB16012 | 16012 | CLOSED | WISMA SETRON JALAN TUN RAZAK | KUALA LUMPUR PUSAT | TAMCO | INST |  | Pass | null
416745865 | Existing | 30214 | VACUUM | 11 kV | 630 | TNB | DISTRIBUTION |  |  | SBV4/800/200-SI | TAMAN DATUK AHMAD RAZALI NO. 7 | 300065324 | WKLC/PCE/J00753/MB30214 | 30214 | CLOSED | BLK B P/PURI JLN MAMANDA 11 | KUALA LUMPUR PUSAT | GEC | INST |  | Pass | null
417698886 | Existing | 47983 | VACUUM | 11 kV | 630 | TNB | DISTRIBUTION |  |  | 8BK-88E A1 | P/E PANDAN JAYA NO.6 | 311297158 | WKLC/PCE/J01586/MB47983 | 47983 | CLOSED | PANGSAPURI BLOK A PERSIARAN PANDAN 1 | KUALA LUMPUR PUSAT | ITEM | INST | YTBC | Pass | null
417308493 | Existing |  | VACUUM | 11 kV | 630 | TNB | DISTRIBUTION |  |  | 8BK88E |  | 310158783 | WKLC/PCE/J01782/MB1 | 50618 | CLOSED | PE DORSETT RESIDENCE | KUALA LUMPUR PUSAT | ITEM | INST | YTBC | Pass | null
377591395 | Existing | 3P5 | VACUUM | 33 kV | 1 | TNB | DISTRIBUTION |  | TAMCO | VY 30M 25D | 3P5 - PMU PANDAN MAJU | 300044728 | WKLC/PPU/G00025/MB3P5 | 3P5 | OPEN | PPU TAMAN DATOK AHMAD RAZALI | KUALA LUMPUR PUSAT | TAMCO | INST |  | Pass | null
416569541 | Existing | 12118 | VACUUM | 11 kV | 630 | TNB | DISTRIBUTION |  |  | VFT-12 | AMPANG CITY COMPLEX | 300061888 | WKLC/PCE/J00129/MB12118 | 12118 | CLOSED | JLN MADGE NO.2 KONDO | KUALA LUMPUR PUSAT | EPE | INST |  | Pass | null
419596947 | Existing | 5651 | VACUUM | 11 kV | 630 | TNB | DISTRIBUTION |  |  | R4/1 MK8 | PARKSON GRAND | 300063696 | WKLC/PCE/J00458/MB5651 | 5651 | CLOSED | PE IMBI PLAZA | KUALA LUMPUR PUSAT | BRUSH SWITCHGEAR LIMITED | INST |  | Pass | null
411748119 | Existing | 10772 | VACUUM | 11 kV | 630 | TNB | DISTRIBUTION |  |  | UNIVAC 12 | TX | 300064540 | WKLC/PCE/J00611/MB10772 | 10772 | CLOSED | WICKHAM MANOR | KUALA LUMPUR PUSAT | UNIVAC | INST |  | Pass | null
418408237 | Existing | 28907 | VACUUM | 11 kV | 630 | TNB | DISTRIBUTION |  |  | 8BK-88 BI | TX 1 | 300245009 | WKLC/PCE/J00502/MB28907 | 28907 | CLOSED | P/PURI KOS RENDAH TMN PANDAN CAHAYA | KUALA LUMPUR PUSAT | ITEM | INST |  | Pass | null
377397774 | Existing | VCB4 | VACUUM | 11 kV | 630 | TNB | DISTRIBUTION |  | TAMCO | VK 10J 20D | P/E PHILEO AVENUE NO1 | 300044492 | WKLC/PPU/G00016/NB4 | 4 | CLOSED | PPU MBF PLAZA | KUALA LUMPUR PUSAT | TAMCO | INST |  | Pass | null
377399392 | Existing | VCB8 | VACUUM | 11 kV | 630 | TNB | DISTRIBUTION |  | TAMCO | VK 10J 20D | LUTH | 300044552 | WKLC/PPU/G00018/NB8 | 8 | CLOSED | PPU NARAJAYA | KUALA LUMPUR PUSAT | TAMCO | INST |  | Pass | null
407544105 | Existing | 4S5 | VACUUM | 33 kV | 1 | TNB | DISTRIBUTION |  |  |  | SSU M-CITY | 311026580 | WKLT/SSU/G00012/MB6 | 6S5 | CLOSED | SSU RISDA | KUALA LUMPUR BARAT | EPE | INST | YTBC | Fail | Please check "Operational Area"
377396348 | Existing | VCB6 | VACUUM | 11 kV | 630 | TNB | DISTRIBUTION |  | ABB | VD4E 1206 P 20 | P/E YTL PLAZA BKT BINTANG | 300044443 | WKLC/PPU/G00014/NB6 | 6 | CLOSED | PPU LOW YATT | KUALA LUMPUR PUSAT | ABB | INST |  | Pass | null
416801438 | Existing | 9161 | VACUUM | 11 kV | 630 | TNB | DISTRIBUTION |  |  | VMH12 | BUKIT INDAH NO 1 | 300061789 | WKLC/PCE/J00109/MB9161 | 9161 | OPEN | TAMAN RESMI JAYA NO.1 | KUALA LUMPUR PUSAT | LKH | INST |  | Pass | null
416969970 | Existing | 51437 | VACUUM | 11 kV | 630 | TNB | DISTRIBUTION |  |  | 3AH5104-2 | SSU GLANEAGLES | 311600929 | WKLC/PCE/J01762/MB51437 | 51437 | CLOSED | SSU 1 3TOWER JLN AMPANG | KUALA LUMPUR PUSAT | ITEM | INST | YTBC | Pass | null
416969906 | Existing |  | VACUUM | 11 kV | 630 | TNB | DISTRIBUTION |  |  | HV12-A1 |  | 300533965 | WKLC/PCE/J01766 | 51442 | CLOSED | SSU 2 3TOWER JLN AMPANG | KUALA LUMPUR PUSAT | TOSHIBA | INST | YTBC | Pass | null
416775883 | Existing | 12074 | VACUUM | 11 kV | 630 | TNB | DISTRIBUTION |  |  | VK10J20H | P/U MAS | 300063833 | WKLC/PCE/J00483/MB12074 | 12074 | CLOSED | WISMA GOLDHILL | KUALA LUMPUR PUSAT | TAMCO | INST |  | Pass | null
412314428 | Existing | 15574 | VACUUM | 11 kV | 630 | TNB | DISTRIBUTION |  |  | SBV 4 | KOMPLEKS SELANGOR | 300245019 | WKLC/PCE/J01258/MB15574 | 15574 | CLOSED | CONFUCIAN SECONDRY SCHOOL | KUALA LUMPUR PUSAT | GEC | INST |  | Pass | null
415556440 | Existing | 12085 | VACUUM | 11 kV | 630 | TNB | DISTRIBUTION |  |  | VK10J20H | 11KV CONSUMER | 300244738 | WKLC/PCE/J01092/MB12085 | 12085 | CLOSED | SWISS GARDEN HOTEL | KUALA LUMPUR PUSAT | TAMCO | INST |  | Pass | null
417308959 | Existing | 7294 | VACUUM | 11 kV | 630 | TNB | DISTRIBUTION |  |  | VK10J20H | BUS SECTION | 300245380 | WKLC/PCE/J00536/MB7294 | 7294 | OPEN | KL PLAZA | KUALA LUMPUR PUSAT | TAMCO | INST |  | Pass | null
412288937 | Existing | 33756 | VACUUM | 11 kV | 800 | TNB | DISTRIBUTION |  |  | SBV-4 TYPE A1 | KWONG TUNG | 300245167 | WKLC/PCE/J01123/MB33756 | 33756 | CLOSED | TUNG SHIN HOSPITAL NO.2 | KUALA LUMPUR PUSAT | ALTENA | INST |  | Pass | null
412045224 | Existing | 45231 | VACUUM | 11 kV | 630 | TNB | DISTRIBUTION |  |  | VHIH | SPARE | 311297376 | WKLC/PCE/J00344/MB45231 | 45231 | OPEN | UNITED SAGAWA | KUALA LUMPUR PUSAT | TAMCO | DLFL INST | YTBC | Pass | null
409120701 | Existing |  | VACUUM | 11 kV | 0 | TNB | DISTRIBUTION | [6 empty] | 4 | OPEN | PPU WARISAN TRADISI | KUALA LUMPUR PUSAT |  |  |  | Pass | null
416346957 | Existing | 14157 | VACUUM | 11 kV | 630 | TNB | DISTRIBUTION |  |  | VK10J20H | PPU KEWALRAM | 10001025 | WKLC/PCE/J00231/MB14157 | 14157 | CLOSED | MINI TWINS TOWER | KUALA LUMPUR PUSAT | TAMCO | INST |  | Pass | null
416346925 | Existing | 34826 | VACUUM | 11 kV | 630 | TNB | DISTRIBUTION |  |  | 3AH5 104-2 | P/E MINI TWIN TOWER | 300254805 | WKLC/PCE/J01376/MB34826 | 34826 | CLOSED | HOTEL IMPIANA, KLCC JLN PINANG | KUALA LUMPUR PUSAT | ITEM | INST |  | Pass | null
417011821 | Existing | 28548 | VACUUM | 11 kV | 630 | TNB | DISTRIBUTION |  |  | SBV-4 | TX 1 | 300061373 | WKLC/PCE/J00034/MB28548 | 28548 | CLOSED | AMPANG ULTIMA APARTMENT JLN WAWASAN AMPA | KUALA LUMPUR PUSAT | MAHKOTA | INST |  | Pass | null
63372677 | Existing | VCB11 | VACUUM | 11 kV | 630 | TNB | DISTRIBUTION |  | TOSHIBA | VK-10J25D | STATION TX FEEDER | 300043877 | WKLC/PMU/G00002/NB11 | 11 | CLOSED | PMU BUKIT MAHKAMAH 132/33/11KV | KUALA LUMPUR PUSAT | TOSHIBA | INST |  | Pass | null
412307670 | Existing | 44369 | VACUUM | 11 kV | 800 | TNB | DISTRIBUTION |  |  | HV12 | APART.SUASANA BKTCEYLONJLNPRSN | 300453258 | WKLC/PCE/J01624/MB44369 | 44369 | CLOSED | VERTICAS NO.1 JLN CEYLON BLOCK B | KUALA LUMPUR PUSAT | TOPRANK | INST |  | Pass | null
419279056 | Existing | 5930 | VACUUM | 11 kV | 630 | TNB | DISTRIBUTION |  |  | VFT-12 | TX 1 | 300063911 | WKLC/PCE/J00499/MB5930 | 5930 | CLOSED | PUSAT HIBURAN JALAN PINANG | KUALA LUMPUR PUSAT | EPE | INST |  | Pass | null
416377018 | Existing | 44529 | VACUUM | 11 kV | 630 | TNB | DISTRIBUTION |  |  | 8BK-88E | BUS SECTION | 300387053 | WKLC/PCE/J01613/MB44529 | 44529 | CLOSED | BINJAI 8 LRG BINJAI | KUALA LUMPUR PUSAT | ITEM | INST |  | Pass | null
415938361 | Existing | 38720 | VACUUM | 11 kV | 630 | TNB | DISTRIBUTION |  |  | 12A20 | PPU UNION SQUARE CB 2 | 300291274 | WKLC/PCE/J01554/MB38720 | 38720 | CLOSED | CENDANA APARMENT JLN SULTAN ISMAIL | KUALA LUMPUR PUSAT | EPE | INST |  | Pass | null
418906232 | Existing | 41811 | VACUUM | 11 kV | 630 | TNB | DISTRIBUTION |  |  | VK 10J20H | PPU KAWALRAM | 300063598 | WKLC/PCE/J01552/MB41811 | 41811 | CLOSED | HAMPSHIRE PLACE PERS HAMPSHIRE | KUALA LUMPUR PUSAT | TAMCO | INST |  | Pass | null
417910428 | Existing | 19290 | VACUUM | 11 kV | 630 | TNB | DISTRIBUTION |  |  | VMH12 | TX 1 | 300061396 | WKLC/PCE/J00041/MB19290 | 19290 | CLOSED | CHANCELLOR KONDO NO.2 TMN KOSAS | KUALA LUMPUR PUSAT | LKH | INST |  | Pass | null
412267775 | Existing |  | VACUUM | 11 kV | 0 | TNB | DISTRIBUTION | [6 empty] | 1 | CLOSED | TARAGON PUTERI BINTANG JALAN BABA | KUALA LUMPUR PUSAT |  |  |  | Pass | null
416922268 | Existing | 39192 | VACUUM | 11 kV | 630 | TNB | DISTRIBUTION |  |  | VK10J20H | PADAT KALAMANDABAM | 10000761 | WKLC/PCE/J01075/MB39192 | 39192 | CLOSED | 633 RESIDENCY JLN SCOTT | KUALA LUMPUR PUSAT | TAMCO | INST |  | Pass | null
377397870 | Existing | VCB3 | VACUUM | 11 kV | 630 | TNB | DISTRIBUTION |  | TAMCO | VK 10J 20D | P/E PHILEO AVENUE NO. 2 | 300044487 | WKLC/PPU/G00016/NB3 | 3 | CLOSED | PPU MBF PLAZA | KUALA LUMPUR PUSAT | TAMCO | INST |  | Pass | null
377591829 | Existing | VCB2 | VACUUM | 11 kV | 630 | TNB | DISTRIBUTION |  | TAMCO | VK 10J 20D | PADAT WATER FRONT JLN AMPANG | 300044768 | WKLC/PPU/G00026/NB2 | 2 | CLOSED | PPU TAMAN KOSAS | KUALA LUMPUR PUSAT | TAMCO | INST |  | Pass | null
418628205 | Existing | 37957 | VACUUM | 11 kV | 800 | TNB | DISTRIBUTION |  |  | HV - 12 | TX 1 | 300264159 | WKLC/PCE/J01413/MB37957 | 37957 | CLOSED | BLK A1 APARTMENT AMPANG UTAMA | KUALA LUMPUR PUSAT | TOPRANK | INST |  | Pass | null
418648535 | Existing | 15637 | VACUUM | 11 kV | 630 | TNB | DISTRIBUTION |  |  | HV-12 | TX | 300062404 | WKLC/PCE/J00222/MB15637 | 15637 | CLOSED | SRI KIA PENG CONDOMINIUM | KUALA LUMPUR PUSAT | TOPRANK | INST |  | Pass | null
416759276 | Existing | 46483 | VACUUM | 11 kV | 630 | TNB | DISTRIBUTION |  |  | 12A20 | SPARE | 300535455 | WKLC/PCE/J01715/MB46483 | 46483 | OPEN | RESIDEN M AMPANG | KUALA LUMPUR PUSAT | EPE | INST | YTBC | Pass | null
416458216 | Existing | 44988 | VACUUM | 11 kV | 630 | TNB | DISTRIBUTION |  |  | VK10J20H | LOOPING | 300449784 | WKLC/PCE/J01619/MB44988 | 44988 | CLOSED | IPK KUALA LUMPUR JLN GALLOWAY | KUALA LUMPUR PUSAT | TAMCO | INST |  | Pass | null
411997554 | Existing |  | VACUUM | 11 kV | 630 | TNB | DISTRIBUTION |  |  | 8BK88E |  | 300531975 | WKLC/PCE/J01764/MB1 | 49631 | CLOSED | SSU VELOCITY FASA 3 JLN PEEL | KUALA LUMPUR PUSAT | ITEM | INST | YTBC | Pass | null
377694712 | Existing | 7L5 | VACUUM | 33 kV | 1 | TNB | DISTRIBUTION |  | EPE | VJ-32 | 7L5 - CONSUMER BINJAI (NO.1) | 300043927 | WKLC/PMU/G00005/MB7L5 | 7L5 | CLOSED | PMU KLCC 132/33/11KV | KUALA LUMPUR PUSAT | EPE | INST |  | Pass | null
377949454 | Existing | VCB8 | VACUUM | 11 kV | 630 | TNB | DISTRIBUTION |  | TAMCO | VK 10J 20D | MBF PLAZA | 300286556 | WKLC/PPU/G00037/NB8 | 8 | CLOSED | PPU PLAZA DUTA (AVENUE K) | KUALA LUMPUR PUSAT | TAMCO | INST |  | Pass | null
415990231 | Existing | 43464 | VACUUM | 11 kV | 630 | TNB | DISTRIBUTION |  |  | VK10J20H | PENGGUNA 11KV NO.2 | 300293482 | WKLC/PCE/J01577/MB43464 | 43464 | CLOSED | SSU UE3 TAMAN MIHARJA | KUALA LUMPUR PUSAT | TAMCO | INST |  | Pass | null
417076606 | Existing | 43949 | VACUUM | 11 kV | 630 | TNB | DISTRIBUTION |  |  | 8BK-88E | MSB PENGGUNA 11KV NO.2 | 300346263 | WKLC/PCE/J01594/MB43949 | 43949 | CLOSED | SSU MENARA FELDA LORONG KUDA | KUALA LUMPUR PUSAT | ITEM | INST |  | Pass | null
412349510 | Existing | 44920 | VACUUM | 11 kV | 630 | TNB | DISTRIBUTION |  |  | VK 10J20H | PENGGUNA 11KV NO 3 | 311279559 | WKLC/PCE/J01515/MB44920 | 44920 | CLOSED | SSU F&N JALAN METRO PUDU | KUALA LUMPUR PUSAT | TAMCO | INST | YTBC | Pass | null
417862954 | Existing | 704 | VACUUM | 11 kV | 630 | TNB | DISTRIBUTION |  |  | VK10J25H | JLN TMN U-THANT NO 4 | 300244809 | WKLC/PCE/J00043/MB704 | 704 | OPEN | RUMAH AWANG ALAK BETATAR | KUALA LUMPUR PUSAT | TAMCO | INST |  | Pass | null
377522370 | Existing | VCB1 | VACUUM | 11 kV | 630 | TNB | DISTRIBUTION |  | TAMCO | VK-10J20D | P/E MENARA HAP SENG JLN TENGAH | 300044078 | WKLC/PPU/G00002/NB1 | 1 | OPEN | PPU BSKL | KUALA LUMPUR PUSAT |  | INST |  | Pass | null
411318136 | Existing | 12335 | VACUUM | 11 kV | 630 | TNB | DISTRIBUTION |  |  | VK 10J20H | APOLLO HOTEL | 300062788 | WKLC/PCE/J00296/MB12335 | 12335 | CLOSED | CITY GARDEN(KONDO JLN BKT CEYLON) | KUALA LUMPUR PUSAT | TAMCO | INST |  | Pass | null
417034128 | Existing | 31509 | VACUUM | 11 kV | 630 | TNB | DISTRIBUTION |  |  | HICLAD 12A20 | BUKIT BINTANG NO 2 | 300245897 | WKLC/PCE/J01364/MB31509 | 31509 | CLOSED | LOT 288 JLN BKT BINTANG | KUALA LUMPUR PUSAT | EPE | INST |  | Pass | null
419068786 | Existing | 34173 | VACUUM | 11 kV | 630 | TNB | DISTRIBUTION |  |  | HV-12 | TX 2 | 300245216 | WKLC/PCE/J01154/MB34173 | 34173 | CLOSED | INDUSTRI RINGAN NO.2 JLN MERDEKA | KUALA LUMPUR PUSAT | TOPRANK | INST |  | Pass | null
417093421 | Existing | 37914 | VACUUM | 11 kV | 630 | TNB | DISTRIBUTION |  |  | 8BK-88 | BUS SECTION | 311297289 | WKLC/PCE/J00528/MB37914 | 37914 | OPEN | WELD SUPERMARKET | KUALA LUMPUR PUSAT | ITEM | INST | YTBC | Pass | null
417871131 | Existing | 42594 | VACUUM | 11 kV | 630 | TNB | DISTRIBUTION |  |  | VK 10J20H | MID COAST APT JLN ANG SENG | 300268670 | WKLC/PCE/J01550/MB42594 | 42594 | CLOSED | MUTIARA RESIDENCY JLN THAMBY ABDULLAH | KUALA LUMPUR PUSAT | TAMCO | INST |  | Pass | null
377590601 | Existing | VCB2 | VACUUM | 11 kV | 630 | TNB | DISTRIBUTION |  | TAMCO | VK 10J 20D | STAR HILL PENGGUNA (VCB 4) | 300044708 | WKLC/PPU/G00024/NB2 | 2 | OPEN | PPU STAR HILL | KUALA LUMPUR PUSAT | TAMCO | INST |  | Pass | null
418408236 | Existing | 28908 | VACUUM | 11 kV | 630 | TNB | DISTRIBUTION |  |  | 8BK-88 A1 | PANDAN INDAH SUHARTA NO 3 | 300245010 | WKLC/PCE/J00502/MB28908 | 28908 | CLOSED | P/PURI KOS RENDAH TMN PANDAN CAHAYA | KUALA LUMPUR PUSAT | ITEM | INST |  | Pass | null
418271351 | Existing | 2629 | VACUUM | 11 kV | 630 | TNB | DISTRIBUTION |  |  |  | TRANSFORMER | 300245336 | WKLC/PCE/J00999/MB2629 | 2629 | CLOSED | ORIENTAL BANK JLN TAN CHENG LOCK | KUALA LUMPUR PUSAT |  | INST |  | Pass | null
417016622 | Existing | 13587 | VACUUM | 11 kV | 630 | TNB | DISTRIBUTION |  |  | VFT-12 | TAMAN PUTRA NO 1 | 300066128 | WKLC/PCE/J00887/MB13587 | 13587 | OPEN | PUTERI PARK PLAZA | KUALA LUMPUR PUSAT | EPE | INST |  | Pass | null
377522665 | Existing | VCB34 | VACUUM | 11 kV | 2 | TNB | DISTRIBUTION |  | TAMCO | VK-10P25D | BUS COUPLER | 300044059 | WKLC/PPU/G00001/NB34 | 34 | CLOSED | PPU AMPANG SPECIALIST CENTRE | KUALA LUMPUR PUSAT | TAMCO | INST |  | Pass | null
377523362 | Existing |  | VACUUM | 33 kV | 0 | TNB | DISTRIBUTION | [6 empty] | 10 | CLOSED | PMU KL PAVILLION 132/33KV | KUALA LUMPUR PUSAT |  |  |  | Pass | null
415603412 | Existing | 18703 | VACUUM | 11 kV | 630 | TNB | DISTRIBUTION |  |  | VMH 12 | KENANGA POINT APARTMENT | 300244632 | WKLC/PCE/J01020/MB18703 | 18703 | CLOSED | MENARA KENANGA POINT BLK A | KUALA LUMPUR PUSAT | LKH | INST |  | Pass | null
419197992 | Existing | 13814 | VACUUM | 11 kV | 630 | TNB | DISTRIBUTION |  |  | VFT12 | KHOO LIN COURT | 300064205 | WKLC/PCE/J00553/MB13814 | 13814 | CLOSED | IXORA APARTMENT | KUALA LUMPUR PUSAT | EPE | INST |  | Pass | null
411700217 | Existing | 45324 | VACUUM | 11 kV | 630 | TNB | DISTRIBUTION |  |  | VK10J20H | P/E RESIDENSI KIA PENG | 311319616 | WKLC/PCE/J01609/MB45324 | 45324 | CLOSED | 1 PERSIARAN KLCC | KUALA LUMPUR PUSAT | TAMCO | INST | YTBC | Pass | null
409120899 | Existing |  | VACUUM | 33 kV | 0 | TNB | DISTRIBUTION | [6 empty] | 3P5 | CLOSED | PPU WARISAN TRADISI | KUALA LUMPUR PUSAT |  |  |  | Pass | null
411348058 | Existing | 41530 | VACUUM | 11 kV | 630 | TNB | DISTRIBUTION |  |  | 3AH5 103-1 | P/E SIME BANK JLN TUN PERAK | 300291261 | WKLC/PCE/J01560/MB41530 | 41530 | CLOSED | MENARA HSBC | KUALA LUMPUR PUSAT | ITEM | INST |  | Pass | null
418377375 | Existing | 8049 | VACUUM | 11 kV | 630 | TNB | DISTRIBUTION |  |  | VK 10J20H | PENGGUNA | 300063760 | WKLC/PCE/J00469/MB8049 | 8049 | CLOSED | MENARA BOUSTEAD | KUALA LUMPUR PUSAT | TAMCO | INST |  | Pass | null
418377311 | Existing | 2460 | VACUUM | 11 kV | 630 | TNB | DISTRIBUTION |  |  | VK 10J20H | PROMET | 300061892 | WKLC/PCE/J00130/MB2460 | 2460 | CLOSED | WISMA LIM FOO YONG | KUALA LUMPUR PUSAT | TAMCO | INST |  | Pass | null
411335144 | Existing | 16108 | VACUUM | 11 kV | 630 | TNB | DISTRIBUTION |  |  | VK 10J20H | PMU BUKIT MAHKAMAH CB9 | 10001009 | WKLC/PCE/J00002/MB16108 | 16108 | CLOSED | MUI HONG APARTMENT | KUALA LUMPUR PUSAT | TAMCO | INST |  | Pass | null
412306250 | Existing | 46687 | VACUUM | 11 kV | 630 | TNB | DISTRIBUTION |  |  | 12A20 | VERTICAS 1 | 300537576 | WKLC/PCE/J01774/MB2 | 46687 | CLOSED | 6 CEYLON JLN CEYLON | KUALA LUMPUR PUSAT | EPE | INST | YTBC | Pass | null
377591227 | Existing | VCB11 | VACUUM | 11 kV | 630 | TNB | DISTRIBUTION |  | TAMCO | VK 10J 20D | PERMAI P'TRI 2 JLN 13D AMPG JY | 300044733 | WKLC/PPU/G00025/NB11 | 11 | CLOSED | PPU TAMAN DATOK AHMAD RAZALI | KUALA LUMPUR PUSAT | TAMCO | INST |  | Pass | null
377591291 | Existing | VCB12 | VACUUM | 11 kV | 630 | TNB | DISTRIBUTION |  | TAMCO | VK 10J 20D | DID AMPANG | 300044734 | WKLC/PPU/G00025/NB12 | 12 | CLOSED | PPU TAMAN DATOK AHMAD RAZALI | KUALA LUMPUR PUSAT | TAMCO | INST |  | Pass | null
418490044 | Existing | 36354 | VACUUM | 11 kV | 630 | TNB | DISTRIBUTION |  |  | HV-12 | PANDAN INDAH SUHARTA NO 1 | 300245847 | WKLC/PCE/J01352/MB36354 | 36354 | CLOSED | PANGSAPURI 18 TINGKAT JLN 14C PANDAN IND | KUALA LUMPUR PUSAT | TOPRANK | INST |  | Pass | null
419751803 | Existing | 31598 | VACUUM | 11 kV | 630 | TNB | DISTRIBUTION |  |  | HICLAD 12A20 | TX 1 | 300244858 | WKLC/PCE/J00544/MB31598 | 31598 | CLOSED | BLK A1 PANDAN UTAMA | KUALA LUMPUR PUSAT | EPE | INST |  | Pass | null
378147805 | Existing |  | VACUUM |  | 0 | TNB | DISTRIBUTION | [6 empty] | 16 | OPEN | PPU KL ECO CITY NO 2 | KUALA LUMPUR PUSAT |  |  |  | Fail | Please check "Operating Voltage"
419090396 | Existing |  | VACUUM | 11 kV | 0 | TNB | DISTRIBUTION | [6 empty] | 50301 | CLOSED | RESIDENSI MIRAGE YKS N0.1 | KUALA LUMPUR PUSAT |  |  |  | Pass | null
416775754 | Existing | 17015 | VACUUM | 11 kV | 630 | TNB | DISTRIBUTION |  |  | VK10J20H | PAVILION SEMENTARA | 300061948 | WKLC/PCE/J00140/MB17015 | 17015 | OPEN | MENARA DION | KUALA LUMPUR PUSAT | TAMCO | INST |  | Pass | null
416724702 | Existing | 7454 | VACUUM | 11 kV | 630 | TNB | DISTRIBUTION |  |  | VBH-124-40 | WISMA TUN SAMBANTHAN | 300244959 | WKLC/PCE/J01216/MB7454 | 7454 | OPEN | UMBC | KUALA LUMPUR PUSAT | AICHI | INST |  | Pass | null
416921673 | Existing | N/A | VACUUM | 11 kV | 630 | TNB | DISTRIBUTION |  |  | VMH12 | N/A | 300244586 | WKLC/PCE/J01209/MB17861 | 17861 | CLOSED | SCOTT VILLA CONDO NO.2 | KUALA LUMPUR PUSAT | LKH | INST |  | Pass | null
416054325 | Existing | 45163 | VACUUM | 11 kV | 630 | TNB | DISTRIBUTION |  |  | 3AH5 103-1 | PE HOTEL NOVELTON | 300449703 | WKLC/PCE/J01608/MB45163 | 45163 | OPEN | KIA PENG 6 JLN KIA PENG | KUALA LUMPUR PUSAT | ITEM | INST |  | Pass | null
412327362 | Existing | 29991 | VACUUM | 11 kV | 630 | TNB | DISTRIBUTION |  |  | 8BK-88 | P/E UNITED ENGINEERS NO 2 | 300245007 | WKLC/PCE/J01064/MB29991 | 29991 | CLOSED | STOR POS MALAYSIA BHD JLN CHAN SOW LIN | KUALA LUMPUR PUSAT | ITEM | INST |  | Pass | null
417867218 | Existing | 3337 | VACUUM | 11 kV | 630 | TNB | DISTRIBUTION |  |  | 12A20 | TX | 300066520 | WKLC/PCE/J00956/MB3337 | 3337 | CLOSED | DID AMPANG | KUALA LUMPUR PUSAT | EPE | INST |  | Pass | null
416613282 | Existing | 46342 | VACUUM | 11 kV | 630 | TNB | DISTRIBUTION |  |  | 8BK-88E A1 | PPU UNION SQUARE CB12 | 300537494 | WKLC/PCE/J01665/MB1 | 46342 | CLOSED | SSU BERJAYA PARK JLN AMPANG | KUALA LUMPUR PUSAT | ITEM | INST | YTBC | Pass | null
417868011 | Existing | 18684 | VACUUM | 11 kV | 630 | TNB | DISTRIBUTION |  |  | VMH 12 | TX 1 | 300065075 | WKLC/PCE/J00705/MB18684 | 18684 | CLOSED | TIARA CONDO BLOCK D | KUALA LUMPUR PUSAT | LKH | INST |  | Pass | null
377692627 | Existing | VCB3 | VACUUM | 11 kV | 630 | TNB | DISTRIBUTION |  | EPE | VFT12D | S.SUIS NO.3 | 300043965 | WKLC/PMU/G00006/NB3 | 3 | CLOSED | PMU MID VALLEY 132/33/11KV | KUALA LUMPUR PUSAT | EPE | INST |  | Pass | null
412297017 | Existing | 16535 | VACUUM | 11 kV | 630 | TNB | DISTRIBUTION |  |  | VK10J20H | TRANSFORMER | 300244688 | WKLC/PCE/J01069/MB16535 |  | CLOSED | STESEN LRT PUDURAYA | KUALA LUMPUR PUSAT | TAMCO | INST |  | Pass | null
377673154 | Existing | VCB3 | VACUUM | 11 kV | 630 | TNB | DISTRIBUTION |  | TAMCO | VK 10J20D | P/E TMN SRI AMPANG | 300043998 | WKLC/PMU/G00007/NB3 | 3 | CLOSED | PMU PANDAN MAJU 132/33/11KV | KUALA LUMPUR PUSAT | TAMCO | INST |  | Pass | null
417145789 | Existing | 39994 | VACUUM | 11 kV | 630 | TNB | DISTRIBUTION |  |  | 12A20 | TX2 | 300268748 | WKLC/PCE/J01456/MB39994 | 39994 | CLOSED | AVARE KONDO LRG KUDA | KUALA LUMPUR PUSAT | EPE | INST |  | Pass | null
419147245 | Existing | 35530 | VACUUM | 11 kV | 630 | TNB | DISTRIBUTION |  |  | VK10J20H | TX 2 | 300537157 | WKLC/PCE/J01339/MB4 | 35530 | CLOSED | TAMAN SRI MERDEKA | KUALA LUMPUR PUSAT | TAMCO | INST | YTBC | Pass | null
418073159 | Existing | 366 | VACUUM | 11 kV | 630 | TNB | DISTRIBUTION |  |  | 3AH5 103-1 | PUSAT LATIHAN VOKASIONAL (YWCA | 300245374 | WKLC/PCE/J01071/MB366 | 366 | CLOSED | STADIUM MERDEKA | KUALA LUMPUR PUSAT | ITEM | INST |  | Pass | null
377377222 | Existing | 1SO | VACUUM | 33 kV | 2 | TNB | DISTRIBUTION |  | TAMCO | GV 30P 25D | 30 MVA TX 1 | 300293294 | WKLC/PPU/G00038/MB1SO | 1SO | CLOSED | PPU F & N | KUALA LUMPUR PUSAT | TAMCO | INST |  | Pass | null
377361591 | Existing | VCB3 | VACUUM | 11 kV | 630 | TNB | DISTRIBUTION |  | REYROLLE | LMVP/X5/M0 | SPARE | 300044373 | WKLC/PPU/G00012/NB3 | 3 | OPEN | PPU KL TOWN | KUALA LUMPUR PUSAT | REYROLLE | INST |  | Pass | null
411335808 | Existing | 6742 | VACUUM | 11 kV | 630 | TNB | DISTRIBUTION |  |  | 3AH5 103-1 | TX | 300062827 | WKLC/PCE/J00304/MB6742 | 6742 | CLOSED | JLN GEREJA | KUALA LUMPUR PUSAT | ITEM | INST |  | Pass | null
416681641 | Existing | 46620 | VACUUM | 11 kV | 630 | TNB | DISTRIBUTION |  |  | 8BK-88E-A1 | PPU UNION SQUARE CB13 | 300449549 | WKLC/PCE/J01617/MB46620 | 46620 | CLOSED | 188 SUITES 10 JLN CENDANA | KUALA LUMPUR PUSAT | ITEM | INST |  | Pass | null
411305527 | Existing | 12751 | VACUUM | 11 kV | 630 | TNB | DISTRIBUTION |  |  | N/A | TX 1 | 300516096 | WKLC/PCE/J01037/MB12751 | 12751 | CLOSED | KOTA RAYA | KUALA LUMPUR PUSAT | TAMCO | INST |  | Pass | null
377304984 | Existing | VCB4 | VACUUM | 11 kV | 630 | TNB | DISTRIBUTION |  | TAMCO | VK-10J20D | P/E PANDAN INDAH ABRA NO 2 | 300046903 | WKLC/PPU/G00035/NB4 | 4 | CLOSED | PPU MPAJ | KUALA LUMPUR PUSAT | TAMCO | INST |  | Pass | null
377305080 | Existing | VCB3 | VACUUM | 11 kV | 630 | TNB | DISTRIBUTION |  | TAMCO | VK-10J20D | BALAI POLIS PANDAN INDAH | 300046898 | WKLC/PPU/G00035/NB3 | 3 | CLOSED | PPU MPAJ | KUALA LUMPUR PUSAT | TAMCO | INST |  | Pass | null
419532563 | Existing | 47740 | VACUUM | 11 kV | 630 | TNB | DISTRIBUTION |  |  |  | NO 3 RUMAH PANGSA KOS RENDAH J | 300536395 | WKLC/PCE/J00331/MB4 | 47740 | CLOSED | SHEN COURT | KUALA LUMPUR PUSAT |  | INST | YTBC | Pass | null
404546452 | Existing |  | VACUUM | 11 kV | 0 | TNB | DISTRIBUTION | [6 empty] | 51266 | CLOSED | SSU 4A ECO CITY | KUALA LUMPUR PUSAT |  |  |  | Pass | null
416389728 | Existing | 14676 | VACUUM | 11 kV | 630 | TNB | DISTRIBUTION |  |  | VK10J20H | WISMA MCA | 300064626 | WKLC/PCE/J00626/MB14676 | 14676 | CLOSED | KL TRAVELLODGE | KUALA LUMPUR PUSAT | TAMCO | INST |  | Pass | null
412267614 | Existing | 40270 | VACUUM | 11 kV | 630 | TNB | DISTRIBUTION |  |  | VFT-12 | N/A | 300270280 | WKLC/PCE/J01472/MB40270 | 40270 | CLOSED | PICCOLO HOTEL JALAN BUKIT BINTANG | KUALA LUMPUR PUSAT | EPE | INST |  | Pass | null
412267742 | Existing | 42417 | VACUUM | 11 kV | 630 | TNB | DISTRIBUTION |  |  | VK10J20H | PMU IMBI | 300287531 | WKLC/PCE/J01512/MB42417 | 42417 | CLOSED | TARAGON PUTERI BINTANG JALAN BABA | KUALA LUMPUR PUSAT | TAMCO | INST |  | Pass | null
378160381 | Existing | VCB1 | VACUUM |  | 630 | TNB | DISTRIBUTION |  | EPE | VFT-12 | VCB1-P/E TELEKOM TMN PUTRA | 310104927 | WKLC/PPU/G00043/NB16 | 16 | CLOSED | PPU BANGUNAN MAS BARU | KUALA LUMPUR PUSAT |  |  |  | Fail | Please check "Operating Voltage"
417897773 | Existing | 33248 | VACUUM | 11 kV | 800 | TNB | DISTRIBUTION |  |  | SBV-4 | SEK MEN PANDAN MEWAH | 300245172 | WKLC/PCE/J01106/MB33248 | 33248 | CLOSED | BLK A P/PURI PANDAN MEWAH | KUALA LUMPUR PUSAT | ALTENA | INST |  | Pass | null
418628204 | Existing | 37956 | VACUUM | 11 kV | 800 | TNB | DISTRIBUTION |  |  | HV - 12 | BLK A3 APT AMPG UTMA J AIR BKT | 300264158 | WKLC/PCE/J01413/MB37956 | 37956 | CLOSED | BLK A1 APARTMENT AMPANG UTAMA | KUALA LUMPUR PUSAT | TOPRANK | INST |  | Pass | null
418735032 | Existing | 8398 | VACUUM | 11 kV | 630 | TNB | DISTRIBUTION |  |  | VFT-12 | 11KV CONSUMER | 300062803 | WKLC/PCE/J00300/MB8398 | 8398 | CLOSED | PE AMODA | KUALA LUMPUR PUSAT | EPE | INST |  | Pass | null
399846359 | Existing |  | VACUUM | 11 kV | 0 | TNB | DISTRIBUTION | [6 empty] | 47989 | CLOSED | P/PURI REMBUN JLN AMPANG HILIR | KUALA LUMPUR TIMUR |  |  |  | Fail | Please check "Operational Area"
377588708 | Existing | VCB14 | VACUUM | 11 kV | 630 | TNB | DISTRIBUTION |  | TAMCO | VK 10J 20D | P/E MIDF | 300044627 | WKLC/PPU/G00021/NB14 | 14 | CLOSED | PPU PHILEO | KUALA LUMPUR PUSAT | TAMCO | INST |  | Pass | null
377365037 | Existing | VCB12 | VACUUM | 11 kV | 1 | TNB | DISTRIBUTION |  | TAMCO | VK-10M20DT | LOCAL TX | 300044228 | WKLC/PPU/G00007/NB12 | 12 | CLOSED | PPU HOTEL ISTANA | KUALA LUMPUR PUSAT | TAMCO | INST |  | Pass | null
377365229 | Existing | VCB19 | VACUUM | 11 kV | 630 | TNB | DISTRIBUTION |  | TAMCO | VK-10J20DT | CAPASITOR BANK | 300044233 | WKLC/PPU/G00007/NB19 | 19 | CLOSED | PPU HOTEL ISTANA | KUALA LUMPUR PUSAT | TAMCO | INST |  | Pass | null
417940641 | Existing | 38838 | VACUUM | 11 kV | 630 | TNB | DISTRIBUTION |  |  | VK10J20H | SPARE | 311297295 | WKLC/PCE/J01434/MB38838 | 38838 | OPEN | CARREFOUR AMPANG | KUALA LUMPUR PUSAT | TAMCO | INST | YTBC | Pass | null
377374199 | Existing | 3P5 | VACUUM | 33 kV | 1 | TNB | DISTRIBUTION |  | TAMCO | VY-30M25D | 3P5-PPU HOSPITAL AMPANG | 300046887 | WKLC/PPU/G00035/MB3P5 | 3P5 | CLOSED | PPU MPAJ | KUALA LUMPUR PUSAT | TAMCO | INST |  | Pass | null
377374167 | Existing | VCB9 | VACUUM | 11 kV | 630 | TNB | DISTRIBUTION |  | TAMCO | VK-10J20D | SUIS PGGUNA MPAJ | 300046908 | WKLC/PPU/G00035/NB9 | 9 | CLOSED | PPU MPAJ | KUALA LUMPUR PUSAT | TAMCO | INST |  | Pass | null
377375657 | Existing | 2P5 | VACUUM | 33 kV | 1 | TNB | DISTRIBUTION |  | EPE | VGA-32 | 2P5 - SPARE | 300285796 | WKLC/PPU/G00032/MB2P5 | 2P5 | OPEN | PPU HOSPITAL AMPANG | KUALA LUMPUR PUSAT | EPE | INST |  | Pass | null
416389465 | Existing | 5540 | VACUUM | 11 kV | 630 | TNB | DISTRIBUTION |  |  | HV-12 | PPU NARAJAYA | 300064595 | WKLC/PCE/J00621/MB5540 | 5540 | CLOSED | WISMA MCA | KUALA LUMPUR PUSAT | VSI BRUSH | INST |  | Pass | null
377519990 | Existing | VCB14 | VACUUM | 11 kV | 630 | TNB | DISTRIBUTION |  | TAMCO | VK 10J 20D | NO1 KONDO SRI HENING APG HILR | 300044202 | WKLC/PPU/G00006/NB14 | 14 | CLOSED | PPU GREAT EASTERN | KUALA LUMPUR PUSAT |  | INST |  | Pass | null
416303632 | Existing |  | VACUUM | 11 kV | 0 | TNB | DISTRIBUTION | [6 empty] | 48362 | CLOSED | SSU GLENEAGLES JLN AMPANG | KUALA LUMPUR PUSAT |  |  |  | Pass | null
417811837 | Existing | 1486 | VACUUM | 11 kV | 630 | TNB | DISTRIBUTION |  |  | BVP3 | TRANSFORMER | 300245290 | WKLC/PCE/J01068/MB1486 | 1486 | CLOSED | KHET SENG MANSION | KUALA LUMPUR PUSAT | AEI | INST |  | Pass | null
377395944 | Existing | VCB11 | VACUUM | 11 kV | 630 | TNB | DISTRIBUTION |  | TAMCO | VK 10J 25D | SPARE | 300044397 | WKLC/PPU/G00013/NB11 | 11 | CLOSED | PPU KLCC | KUALA LUMPUR PUSAT |  | INST |  | Pass | null
419274886 | Existing | 15443 | VACUUM | 11 kV | 630 | TNB | DISTRIBUTION |  |  | VMH12 | PPU PANDAN INDAH | 300066607 | WKLC/PCE/J00971/MB15443 | 15443 | CLOSED | PANDAN INDAH INDUSTRIAL PARK NO 2 | KUALA LUMPUR PUSAT | LKH | INST |  | Pass | null
378147907 | Existing | VCB34 | VACUUM | 11 kV | 2 | TNB | DISTRIBUTION |  | EPE | VFT-12D | BUS COUPLER | 300286376 | WKLC/PMU/G00004/NB34 | 34 | CLOSED | PMU JALAN IMBI 132/33/11KV | KUALA LUMPUR PUSAT |  | INST |  | Pass | null
417698863 | Existing | 47985 | VACUUM | 11 kV | 630 | TNB | DISTRIBUTION |  |  | 8BK-88E A1 | SPARE | 311297160 | WKLC/PCE/J01586/MB47985 | 47985 | CLOSED | PANGSAPURI BLOK A PERSIARAN PANDAN 1 | KUALA LUMPUR PUSAT | ITEM | INST | YTBC | Pass | null
416745970 | Existing | 12844 | VACUUM | 11 kV | 630 | TNB | DISTRIBUTION |  |  | VK10J25H | PENGGUNA | 300065368 | WKLC/PCE/J00762/MB12844 | 12844 | CLOSED | AMPANG POINT | KUALA LUMPUR PUSAT | TAMCO | INST |  | Pass | null
412701405 | Existing | 10445 | VACUUM | 11 kV | 630 | TNB | DISTRIBUTION |  |  | V-10F-20 | RMH PNGSA JLN TMN SEPUTIH SATU | 300245029 | WKLC/PCE/J00170/MB10445 | 10445 | CLOSED | MENARA SEPUTEH | KUALA LUMPUR SELATAN | HITACHI | INST |  | Fail | Please check "Operational Area"
417698884 | Existing | 47986 | VACUUM | 11 kV | 630 | TNB | DISTRIBUTION |  |  | 8BK-88E A1 | P/PURI BLOK B PERS.PANDAN 1 | 311297161 | WKLC/PCE/J01586/MB47986 | 47986 | OPEN | PANGSAPURI BLOK A PERSIARAN PANDAN 1 | KUALA LUMPUR PUSAT | ITEM | INST | YTBC | Pass | null
416745863 | Existing | 30215 | VACUUM | 11 kV | 630 | TNB | DISTRIBUTION |  |  | SBV4/800/200-SI | BLK P'PURI JLN MEMANDA 11 | 300065325 | WKLC/PCE/J00753/MB30215 | 30215 | CLOSED | BLK B P/PURI JLN MAMANDA 11 | KUALA LUMPUR PUSAT | GEC | INST |  | Pass | null
412177804 | Existing | 16079 | VACUUM | 11 kV | 630 | TNB | DISTRIBUTION |  |  | VK 10J20H | TRANSFORMERS | 10001084 | WKLC/PCE/J01319/MB16079 | 16079 | CLOSED | PUSAT LATIHAN ORG BUTA | KUALA LUMPUR PUSAT | TAMCO | INST |  | Pass | null
416441303 | Existing | 48115 | VACUUM | 11 kV | 630 | TNB | DISTRIBUTION |  |  | 8BK-88E-A1 | LOOPING | 300537466 | WKLC/PCE/J01771/MB3 | 48115 | CLOSED | SUMMER SUITE JALAN CENDANA | KUALA LUMPUR PUSAT | ITEM | INST | YTBC | Pass | null
377522138 | Existing | VCB5 | VACUUM | 11 kV | 630 | TNB | DISTRIBUTION |  | TAMCO | VK-10J20D | P/E KWANG TONG | 300044092 | WKLC/PPU/G00002/NB5 | 5 | CLOSED | PPU BSKL | KUALA LUMPUR PUSAT |  | INST |  | Pass | null
377522803 | Existing | VCB31 | VACUUM | 11 kV | 2 | TNB | DISTRIBUTION |  | TAMCO | VK-10P25D | 30MVA TX1 | 300044057 | WKLC/PPU/G00001/NB31 | 31 | CLOSED | PPU AMPANG SPECIALIST CENTRE | KUALA LUMPUR PUSAT | TAMCO | INST |  | Pass | null
409120233 | Existing |  | VACUUM | 33 kV | 0 | TNB | DISTRIBUTION | [6 empty] | 1P5 | CLOSED | PPU SUNCITY D-PZW-S14-9157 | KUALA LUMPUR PUSAT |  |  |  | Pass | null
409120866 | Existing |  | VACUUM | 11 kV | 0 | TNB | DISTRIBUTION | [6 empty] | 9 | OPEN | PPU WARISAN TRADISI | KUALA LUMPUR PUSAT |  |  |  | Pass | null
411748117 | Existing | 10773 | VACUUM | 11 kV | 630 | TNB | DISTRIBUTION |  |  | UNIVAC 12 | RAINTREE CLUB | 300064541 | WKLC/PCE/J00611/MB10773 | 10773 | CLOSED | WICKHAM MANOR | KUALA LUMPUR PUSAT | UNIVAC | INST |  | Pass | null
417205312 | Existing | 42374 | VACUUM | 11 kV | 630 | TNB | DISTRIBUTION |  |  | 3AH5 103-1 | PPU ROYAL CENDANA CB 14 | 311279638 | WKLC/PCE/J01601/MB42374 | 42374 | CLOSED | MENARA BIMB JLN PERAK | KUALA LUMPUR PUSAT | ITEM | INST | YTBC | Pass | null
377591162 | Existing | VCB1 | VACUUM | 11 kV | 630 | TNB | DISTRIBUTION |  | TAMCO | VK 10J 20D | DID | 300044731 | WKLC/PPU/G00025/NB1 | 1 | CLOSED | PPU TAMAN DATOK AHMAD RAZALI | KUALA LUMPUR PUSAT | TAMCO | INST |  | Pass | null
419751802 | Existing | 31600 | VACUUM | 11 kV | 630 | TNB | DISTRIBUTION |  |  | HICLAD 12A20 | RUMAH PANGSA KOS RENDAH PANDAN | 300244860 | WKLC/PCE/J00544/MB31600 | 31600 | CLOSED | BLK A1 PANDAN UTAMA | KUALA LUMPUR PUSAT | EPE | INST |  | Pass | null
378147740 | Existing |  | VACUUM | 11 kV | 0 | TNB | DISTRIBUTION | [6 empty] | 31 | OPEN | PPU KL ECO CITY NO 2 | KUALA LUMPUR PUSAT |  |  |  | Pass | null
378148533 | Existing | 5TO | VACUUM | 33 kV | 2 | TNB | DISTRIBUTION |  | TAMCO | GV 30P 25D | TX 5 | 300286620 | WKLC/PMU/G00004/MB5TO | 5TO | CLOSED | PMU JALAN IMBI 132/33/11KV | KUALA LUMPUR PUSAT |  | INST |  | Pass | null
417970396 | Existing | 20233 | VACUUM | 11 kV | 630 | TNB | DISTRIBUTION |  |  | VK10J25H | KOMPLEKS PERUBATAN PANDAN INDA | 300062302 | WKLC/PCE/J00204/MB20233 | 20233 | CLOSED | PUSAT PERUBATAN PANDAN INDAH NO.1 | KUALA LUMPUR PUSAT | TAMCO | INST |  | Pass | null
417922925 | Existing | 21584 | VACUUM | 11 kV | 630 | TNB | DISTRIBUTION |  |  | VFT12 | CONCORDE HOTEL | 300245886 | WKLC/PCE/J01361/MB21584 | 21584 | CLOSED | PASIFIC BANK JLN SULTAN ISMAIL | KUALA LUMPUR PUSAT | EPE | INST |  | Pass | null
412314426 | Existing | 15572 | VACUUM | 11 kV | 630 | TNB | DISTRIBUTION |  |  | SBV 4 | KOTA RAYA | 300245017 | WKLC/PCE/J01258/MB15572 | 15572 | CLOSED | CONFUCIAN SECONDRY SCHOOL | KUALA LUMPUR PUSAT | GEC | INST |  | Pass | null
378157407 | Existing | 8L5 | VACUUM | 33 kV | 1 | TNB | DISTRIBUTION |  | TOSHIBA | VY-30M25D | 8L5 - TNB HQ | 300043903 | WKLC/PMU/G00003/MB8L5 | 8L5 | CLOSED | PMU GALLOWAY 132/33KV | KUALA LUMPUR PUSAT | TOSHIBA | INST |  | Pass | null
378160483 | Existing |  | VACUUM | 33 kV | 0 | TNB | DISTRIBUTION | [6 empty] | 1S5 | OPEN | SSU IKANO | KUALA LUMPUR PUSAT |  |  |  | Pass | null
415556438 | Existing | 12084 | VACUUM | 11 kV | 630 | TNB | DISTRIBUTION |  |  | VK10J20H | KOOPERASI MEWAH | 300244737 | WKLC/PCE/J01092/MB12084 | 12084 | OPEN | SWISS GARDEN HOTEL | KUALA LUMPUR PUSAT | TAMCO | INST |  | Pass | null
416054292 | Existing | 45159 | VACUUM | 11 kV | 630 | TNB | DISTRIBUTION |  |  | 3AH5 103-1 | P/E MENARA ESSO | 300449699 | WKLC/PCE/J01608/MB45159 | 45159 | CLOSED | KIA PENG 6 JLN KIA PENG | KUALA LUMPUR PUSAT | ITEM | INST |  | Pass | null
412045254 | Existing | 28162 | VACUUM | 11 kV | 630 | TNB | DISTRIBUTION |  |  | VHIH | PENGGUNA | 300063018 | WKLC/PCE/J00344/MB28162 | 1 | CLOSED | UNITED SAGAWA | KUALA LUMPUR PUSAT | TAMCO | DLFL INST |  | Pass | null
418733740 | Existing | 18932 | VACUUM | 11 kV | 630 | TNB | DISTRIBUTION |  |  | VFT-12 | CABLE ABANDONED | 300065516 | WKLC/PCE/J00788/MB18932 | 18932 | CLOSED | PE YTL PLAZA | KUALA LUMPUR PUSAT | EPE | INST |  | Pass | null
377524062 | Existing | VCB11 | VACUUM | 11 kV | 630 | TNB | DISTRIBUTION |  | TAMCO | VK 10J25D | P/E HIW KEE SAWMILL | 300318590 | WKLC/PMU/G00008/NB11 | 11 | CLOSED | PMU PUDU ULU 132/33/11KV | KUALA LUMPUR PUSAT | TAMCO | INST |  | Pass | null
417867217 | Existing | 50378 | VACUUM | 11 kV | 630 | TNB | DISTRIBUTION |  |  | VK10J20H | LOOPING | 311302197 | WKLC/PCE/J00956/MB50378 | 50378 | CLOSED | DID AMPANG | KUALA LUMPUR PUSAT | TAMCO | INST | YTBC | Pass | null
377692626 | Existing | VCB2 | VACUUM | 33 kV | 630 | TNB | DISTRIBUTION |  | EPE | VFT12D | S.SUIS THE GARDEN | 300043964 | WKLC/PMU/G00006/NB2 | 2 | CLOSED | PMU MID VALLEY 132/33/11KV | KUALA LUMPUR PUSAT | EPE | INST |  | Pass | null
377302201 | Existing | 2HO | VACUUM | 33 kV | 630 | TNB | DISTRIBUTION |  |  | 30FSG-25A | 2HO - 30 MVA TX2 | 300044838 | WKLC/PPU/G00029/MB2HO | 2HO | CLOSED | PPU UDA BUKIT NENAS | KUALA LUMPUR PUSAT | MITSUBISHI | INST |  | Pass | null
377302073 | Existing | VCB7 | VACUUM | 11 kV | 630 | TNB | DISTRIBUTION |  |  | 10-VPR-25B | CONS. SHANGRILA HOTEL FEED 2 | 300044852 | WKLC/PPU/G00029/NB7 | 7 | CLOSED | PPU UDA BUKIT NENAS | KUALA LUMPUR PUSAT | MITSUBISHI | INST |  | Pass | null
377302265 | Existing | 1P5 | VACUUM | 33 kV | 630 | TNB | DISTRIBUTION |  |  | 30FSG-25A | 1P5 - KL TOWN | 300044837 | WKLC/PPU/G00029/MB1P5 | 1P5 | OPEN | PPU UDA BUKIT NENAS | KUALA LUMPUR PUSAT | MITSUBISHI | INST |  | Pass | null
377556342 | Existing | VCB7 | VACUUM | 11 kV | 630 | TNB | DISTRIBUTION |  | TAMCO | VK 10J 20D | NO.2 P'PURI JLN PERTIWI | 300044608 | WKLC/PPU/G00020/NB7 | 7 | CLOSED | PPU PANDAN JAYA | KUALA LUMPUR PUSAT | TAMCO | INST |  | Pass | null
419854692 | Existing | 45677 | VACUUM | 11 kV | 630 | TNB | DISTRIBUTION |  |  | 3AH5104-2 | TX 1 | 311302200 | WKLC/PCE/J00708/MB45677 | 45677 | CLOSED | AMPANG JAYA NO 1 | KUALA LUMPUR PUSAT | ITEM | INST | YTBC | Pass | null
377361462 | Existing | 1HO | VACUUM | 33 kV | 1 | TNB | DISTRIBUTION |  | ITEM | 8DB 10 | 15 MVA TX1 | 300044367 | WKLC/PPU/G00012/MB95 | 1HO | CLOSED | PPU KL TOWN | KUALA LUMPUR PUSAT |  | INST |  | Pass | null
416707195 | Existing | 14868 | VACUUM | 11 kV | 630 | TNB | DISTRIBUTION |  |  | VFT12 | TEXAS INSTRUMENT | 300065419 | WKLC/PCE/J00770/MB14868 | 14868 | CLOSED | KOMPLEKS SPECTRUM | KUALA LUMPUR PUSAT | EPE | INST |  | Pass | null
417634725 | Existing | 17708 | VACUUM | 11 kV | 800 | TNB | DISTRIBUTION |  |  | HV12 | ENE JALAN BIRCH | 300245160 | WKLC/PCE/J01210/MB17708 | 17708 | CLOSED | WISMA CHEONG WING CHANG | KUALA LUMPUR PUSAT | TOSHIBA | INST |  | Pass | null
412307700 | Existing | 44366 | VACUUM | 11 kV | 800 | TNB | DISTRIBUTION |  |  | HV12 | TRANSFORMER 3 | 300453261 | WKLC/PCE/J01624/MB44366 | 44366 | CLOSED | VERTICAS NO.1 JLN CEYLON BLOCK B | KUALA LUMPUR PUSAT | TOPRANK | INST |  | Pass | null
416376984 | Existing | 41270 | VACUUM | 11 kV | 630 | TNB | DISTRIBUTION |  |  | HV-12 | PPU NARAJAYA CB7 | 300284601 | WKLC/PCE/J01504/MB41270 | 41270 | CLOSED | G-TOWER LOT 162 SEK63 JLN TUN RAZAK | KUALA LUMPUR PUSAT | TOPRANK | INST |  | Pass | null
399191997 | Existing | 8990 | VACUUM | 11 kV | 630 | TNB | DISTRIBUTION |  |  | VK10J25H | DAWN TREE JLN AMPANG TENGAH | 300064467 | WKLC/PCE/J00599/MB8990 | 8990 | CLOSED | PANDAN MAJU NO.1 | KUALA LUMPUR TIMUR | TAMCO | INST |  | Fail | Please check "Operational Area"
377672826 | Existing | VCB8 | VACUUM | 11 kV | 630 | TNB | DISTRIBUTION |  | TAMCO | VK 10J20D | NO.4 AMPER AVENUE KG PANDAN | 300044007 | WKLC/PMU/G00007/NB8 | 8 | CLOSED | PMU PANDAN MAJU 132/33/11KV | KUALA LUMPUR PUSAT | TAMCO | INST |  | Pass | null
417626125 | Existing | 43260 | VACUUM | 11 kV | 630 | TNB | DISTRIBUTION |  |  | VK10J20H | PPU PANDAN JAYA CB11 | 311297185 | WKLC/PCE/J00890/MB43260 | 43260 | CLOSED | TAMAN MALURI NO.4 | KUALA LUMPUR PUSAT | TAMCO | INST | YTBC | Pass | null
411997520 | Existing |  | VACUUM | 11 kV | 630 | TNB | DISTRIBUTION |  |  | 8BK88E |  | 300532077 | WKLC/PCE/J01764/MB1 | 49635 | CLOSED | SSU VELOCITY FASA 3 JLN PEEL | KUALA LUMPUR PUSAT | ITEM | INST | YTBC | Pass | null
377588707 | Existing | VCB2 | VACUUM | 11 kV | 630 | TNB | DISTRIBUTION |  | TAMCO | VK 10J 20D | P/E MBF PLAZA | 300044629 | WKLC/PPU/G00021/NB2 | 2 | CLOSED | PPU PHILEO | KUALA LUMPUR PUSAT | TAMCO | INST |  | Pass | null
418074545 | Existing | 9427 | VACUUM | 11 kV | 630 | TNB | DISTRIBUTION |  |  | VFT-12 | TRANSFORMER 2 | 300244917 | WKLC/PCE/J01073/MB9427 | 9427 | CLOSED | STADIUM NEGARA | KUALA LUMPUR PUSAT | EPE | INST |  | Pass | null
377558362 | Existing | 1HO | VACUUM | 33 kV | 1 | TNB | DISTRIBUTION |  | TAMCO | VY-30M 25D | 30MVA TX1 | 300044615 | WKLC/PPU/G00021/MB1HO | 1HO | CLOSED | PPU PHILEO | KUALA LUMPUR PUSAT | TAMCO | INST |  | Pass | null
403383406 | Existing | 32491 | VACUUM | 11 kV | 630 | TNB | DISTRIBUTION |  |  | A1 | TX 2 | 300245269 | WKLC/PCE/J00377/MB32491 | 32491 | CLOSED | PETRONAS JALAN WANGSA UKAY 2 | KUALA LUMPUR TIMUR | ABB | INST |  | Fail | Please check "Operational Area"
411335672 | Existing | 3611 | VACUUM | 11 kV | 630 | TNB | DISTRIBUTION |  |  | 12A20 | TX | 300062316 | WKLC/PCE/J00206/MB3611 | 3611 | CLOSED | WISMA TECK LEE | KUALA LUMPUR PUSAT | EPE | INST |  | Pass | null
418892900 | Existing | 7083 | VACUUM | 11 kV | 630 | TNB | DISTRIBUTION |  |  | 8BK-88E | MBF S/ROOM | 300064345 | WKLC/PCE/J00579/MB7083 | 7083 | CLOSED | WISMA MBF(OSK PLAZA) | KUALA LUMPUR PUSAT | ITEM | INST |  | Pass | null
418026441 | Existing | 39071 | VACUUM | 11 kV | 630 | TNB | DISTRIBUTION |  |  | VK 10J20H | BUS SECTION | 300286713 | WKLC/PCE/J01538/MB39071 | 39071 | CLOSED | SSU BLOK A ONE RESIDENCY JALAN NAGASARI | KUALA LUMPUR PUSAT | TAMCO | INST |  | Pass | null
377522435 | Existing | VCB11 | VACUUM | 11 kV | 630 | TNB | DISTRIBUTION |  | TAMCO | VK-10J20D | P/E LAMAN CEYLON 1 JLN CEYLON | 300044080 | WKLC/PPU/G00002/NB11 | 11 | CLOSED | PPU BSKL | KUALA LUMPUR PUSAT |  | INST |  | Pass | null
377522499 | Existing | VCB12 | VACUUM | 11 kV | 630 | TNB | DISTRIBUTION |  | TAMCO | VK-10J20D | P/E CONFUSSION SCHOOL | 300044081 | WKLC/PPU/G00002/NB12 | 12 | CLOSED | PPU BSKL | KUALA LUMPUR PUSAT |  | INST |  | Pass | null
412349540 | Existing | 41974 | VACUUM | 11 kV | 630 | TNB | DISTRIBUTION |  |  | VK 10J20H | MSB PENGGUNA NO.2 | 300284870 | WKLC/PCE/J01515/MB41974 | 41974 | CLOSED | SSU F&N JALAN METRO PUDU | KUALA LUMPUR PUSAT | TAMCO | INST |  | Pass | null
417278098 | Existing | 29532 | VACUUM | 11 kV | 630 | TNB | DISTRIBUTION |  |  | UNIVAC 12/20 | RMH KEDAI NO.1 PANDAN MEWAH | 300066575 | WKLC/PCE/J00967/MB29532 | 29532 | OPEN | PANDAN COURT NO 2 JLN MEWAH UTARA | KUALA LUMPUR PUSAT | UNIVAC | INST |  | Pass | null
416389624 | Existing | 16518 | VACUUM | 11 kV | 630 | TNB | DISTRIBUTION |  |  | 8BK-88E | PENGGUNA | 300062178 | WKLC/PCE/J00185/MB16518 | 16518 | CLOSED | TRI JALAN AMPANG | KUALA LUMPUR PUSAT | ITEM | INST |  | Pass | null
417034222 | Existing | 39420 | VACUUM | 11 kV | 630 | TNB | DISTRIBUTION |  |  | VK 10J20H | PENGGUNA 11KV | 300268733 | WKLC/PCE/J01454/MB39420 | 39420 | CLOSED | SURIA STONOR | KUALA LUMPUR PUSAT | TAMCO | INST |  | Pass | null
377374408 | Existing | 4P5 | VACUUM | 33 kV | 1 | TNB | DISTRIBUTION |  | ITEM | 8DB 10 | 4P5-SPARE | 300286504 | WKLC/PPU/G00036/MB4P5 | 4P5 | OPEN | PPU MID VALLEY | KUALA LUMPUR PUSAT | ITEM | INST |  | Pass | null
416870493 | Existing | 14037 | VACUUM | 11 kV | 630 | TNB | DISTRIBUTION |  |  | VFT 12 | AMPANG AVENUE NO 5 | 300061876 | WKLC/PCE/J00124/MB14037 | 14037 | CLOSED | ONE AMPANG AVENUE NO.4 | KUALA LUMPUR PUSAT | EPE | INST |  | Pass | null
416457951 | Existing | 285 | VACUUM | 11 kV | 400 | TNB | DISTRIBUTION |  |  | BVP3 | ABANDON | 300245332 | WKLC/PCE/J00996/MB285 |  | OPEN | LOKE YEW ROAD FLAT NO.1 | KUALA LUMPUR PUSAT | FERGUSON PAILIN | INST |  | Pass | null
416372086 | Existing | 14389 | VACUUM | 11 kV | 630 | TNB | DISTRIBUTION |  |  | VMH 12 | TX | 300065352 | WKLC/PCE/J00758/MB14389 | 14389 | CLOSED | AMPANG PUTERI SPECIALIST CENTRE | KUALA LUMPUR PUSAT | LKH | INST |  | Pass | null
417016620 | Existing | 13585 | VACUUM | 11 kV | 630 | TNB | DISTRIBUTION |  |  | VFT-12 | PADAT TMN PUTRA NO.4 | 10000570 | WKLC/PCE/J00887/MB13585 | 13585 | CLOSED | PUTERI PARK PLAZA | KUALA LUMPUR PUSAT | EPE | INST |  | Pass | null
417969769 | Existing | 21924 | VACUUM | 11 kV | 630 | TNB | DISTRIBUTION |  |  | VK10J20H | TX2 | 300061846 | WKLC/PCE/J00119/MB21924 | 21924 | CLOSED | BLK D KONDO JLN 1/16 PANDAN INDAH | KUALA LUMPUR PUSAT | TAMCO | INST |  | Pass | null
418271349 | Existing | 2630 | VACUUM | 11 kV | 630 | TNB | DISTRIBUTION |  |  |  | VOON WAH | 300245337 | WKLC/PCE/J00999/MB2630 | 2630 | CLOSED | ORIENTAL BANK JLN TAN CHENG LOCK | KUALA LUMPUR PUSAT |  | INST |  | Pass | null
417145629 | Existing |  | VACUUM | 11 kV | 0 | TNB | DISTRIBUTION | [6 empty] | 52630 | CLOSED | PE Aria Jalan Tun Razak | KUALA LUMPUR PUSAT |  |  |  | Pass | null
412314784 | Existing | 786 | VACUUM | 11 kV | 630 | TNB | DISTRIBUTION |  |  | N/A | PPU BSKL | 300245368 | WKLC/PCE/J01245/MB786 | 786 | CLOSED | HSBC | KUALA LUMPUR PUSAT | VSI BRUSH | INST |  | Pass | null
417695903 | Existing | 29542 | VACUUM | 11 kV | 630 | TNB | DISTRIBUTION |  |  | UNIVAC 12 | LRT PUDU | 300245129 | WKLC/PCE/J01110/MB29542 | 29542 | CLOSED | LIM THIAN SOO JLN SARAWAK/PUDU | KUALA LUMPUR PUSAT | UNIVAC | INST |  | Pass | null
417768567 | Existing | 14307 | VACUUM | 11 kV | 630 | TNB | DISTRIBUTION |  |  | VMH12 | AMPANG INDAH NO 3 | 300065064 | WKLC/PCE/J00703/MB14307 | 14307 | CLOSED | AYERS TOWER | KUALA LUMPUR PUSAT | LKH | INST |  | Pass | null
416707196 | Existing | 14867 | VACUUM | 11 kV | 630 | TNB | DISTRIBUTION |  |  | VFT12 | TX1 | 300065418 | WKLC/PCE/J00770/MB14867 | 14867 | CLOSED | KOMPLEKS SPECTRUM | KUALA LUMPUR PUSAT | EPE | INST |  | Pass | null
377523467 | Existing |  | VACUUM | 33 kV | 0 | TNB | DISTRIBUTION | [6 empty] | 8 | CLOSED | PMU KL PAVILLION 132/33KV | KUALA LUMPUR PUSAT |  |  |  | Pass | null
409120801 | Existing |  | VACUUM | 33 kV | 0 | TNB | DISTRIBUTION | [6 empty] | 1SO | CLOSED | PPU WARISAN TRADISI | KUALA LUMPUR PUSAT |  |  |  | Pass | null
377301606 | Existing | 1WO | VACUUM | 33 kV | 2 | TNB | DISTRIBUTION |  | ITEM | 8DB 10 | 1WO-BUS COUPLER | 300287103 | WKLC/SSU/G00007/MB1WO | 1W0 | OPEN | SSU PAVILLION | KUALA LUMPUR PUSAT | ITEM | INST |  | Pass | null
417535714 | Existing | 13067 | VACUUM | 11 kV | 630 | TNB | DISTRIBUTION |  |  | SBV-4 | TX1 | 300061771 | WKLC/PCE/J00107/MB13067 | 13067 | CLOSED | BKT INDAH NO.6 | KUALA LUMPUR PUSAT | MAHKOTA | INST |  | Pass | null
416423732 | Existing | 7759 | VACUUM | 11 kV | 630 | TNB | DISTRIBUTION |  |  | VFT-12 | TMN AHMAD RAZALI NO 4 | 300064430 | WKLC/PCE/J00593/MB7759 | 7759 | CLOSED | AMPANG CITY APARTMENT | KUALA LUMPUR PUSAT | EPE | INST |  | Pass | null
417571601 | Existing | 22080 | VACUUM | 11 kV | 630 | TNB | DISTRIBUTION |  |  | VK10J20H | TX | 300066583 | WKLC/PCE/J00968/MB22081 | 22081 | CLOSED | JLN 6/6 TMN KOMERSIAL PANDAN INDAH | KUALA LUMPUR PUSAT | TAMCO | INST |  | Pass | null
377592050 | Existing | VCB7 | VACUUM | 11 kV | 630 | TNB | DISTRIBUTION |  | TAMCO | VK 10J 20D | P/E TASIK PERMAI NO.2 | 300044801 | WKLC/PPU/G00027/NB7 | 7 | CLOSED | PPU TASIK TAMBAHAN | KUALA LUMPUR PUSAT | TAMCO | INST |  | Pass | null
377396441 | Existing | VCB1 | VACUUM | 33 kV | 630 | TNB | DISTRIBUTION |  | ABB | VD4E 1206 P 20 | KABEL 11KV PENGGUNA | 300044429 | WKLC/PPU/G00014/NB1 | 1 | CLOSED | PPU LOW YATT | KUALA LUMPUR PUSAT | ABB | INST |  | Pass | null
377590208 | Existing | VCB7 | VACUUM | 11 kV | 630 | TNB | DISTRIBUTION |  | TAMCO | VK 10J 20D | RITZ KARLTON HOTEL JALAN IMBI | 300044717 | WKLC/PPU/G00024/NB7 | 7 | CLOSED | PPU STAR HILL | KUALA LUMPUR PUSAT | TAMCO | INST |  | Pass | null
417522832 | Existing | 1257 | VACUUM | 11 kV | 630 | TNB | DISTRIBUTION |  |  | N/A | ASRAMA WISMA TUNGKU | 300245281 | WKLC/PCE/J01097/MB1257 | 1257 | CLOSED | LORNE ROAD FLATS | KUALA LUMPUR PUSAT | AEI | INST |  | Pass | null
416715538 | Existing | 16236 | VACUUM | 11 kV | 630 | TNB | DISTRIBUTION |  |  | 3AH5 103-2Z | TX2 | 300061228 | WKLC/PCE/J00008/MB16236 | 16236 | CLOSED | KOMPLEKS BUDAYA KRAF | KUALA LUMPUR PUSAT | ITEM | INST |  | Pass | null
378148372 | Existing | 8L5 | VACUUM | 33 kV | 1 | TNB | DISTRIBUTION |  | EPE | VJ-32DBB | PPU BKT BINTANG | 300043914 | WKLC/PMU/G00004/MB8L5 | 8L5 | CLOSED | PMU JALAN IMBI 132/33/11KV | KUALA LUMPUR PUSAT |  | INST |  | Pass | null
418446429 | Existing | 9336 | VACUUM | 11 kV | 630 | TNB | DISTRIBUTION |  |  | VK 10J25H | P/E WISMA MPI/HLA | 300063635 | WKLC/PCE/J00447/MB9336 | 9336 | CLOSED | SOLOMON COURT | KUALA LUMPUR PUSAT | TAMCO | INST |  | Pass | null
417076667 | Existing | 46513 | VACUUM | 11 kV | 630 | TNB | DISTRIBUTION |  |  | 8BK-88E | 11KV CONSUMER NO.2 | 311297231 | WKLC/PCE/J01691/MB46513 | 46513 | CLOSED | SSU MENARA NAZA | KUALA LUMPUR PUSAT | ITEM | INST | YTBC | Pass | null
377524093 | Existing | 1HO | VACUUM | 33 kV | 1 | TNB | DISTRIBUTION |  | TAMCO | VY30M25D | 30 MVA TX1 | 300044009 | WKLC/PMU/G00008/MB1HO | 1HO | CLOSED | PMU PUDU ULU 132/33/11KV | KUALA LUMPUR PUSAT | TAMCO | INST |  | Pass | null
409120538 | Existing |  | VACUUM | 11 kV | 0 | TNB | DISTRIBUTION | [6 empty] | 31 | CLOSED | PPU SUNCITY D-PZW-S14-9157 | KUALA LUMPUR PUSAT |  |  |  | Pass | null
409120698 | Existing |  | VACUUM | 33 kV | 0 | TNB | DISTRIBUTION | [6 empty] | 1WO | OPEN | PPU WARISAN TRADISI | KUALA LUMPUR PUSAT |  |  |  | Pass | null
409120762 | Existing |  | VACUUM | 11 kV | 0 | TNB | DISTRIBUTION | [6 empty] | 10 | CLOSED | PPU WARISAN TRADISI | KUALA LUMPUR PUSAT |  |  |  | Pass | null
416346954 | Existing | 14153 | VACUUM | 11 kV | 630 | TNB | DISTRIBUTION |  |  | VK10J20H | 11KV PENGGUNA | 300062446 | WKLC/PCE/J00231/MB14153 | 14153 | CLOSED | MINI TWINS TOWER | KUALA LUMPUR PUSAT | TAMCO | INST |  | Pass | null
415092417 | Existing | 48264 | VACUUM | 11 kV | 630 | TNB | DISTRIBUTION |  |  | 12A20 | PENGGUNA 11KV TELEKOM | 300537357 | WKLC/PCE/J01269/MB48264 | 48264 | CLOSED | BRICKFIELD NO.2 | KUALA LUMPUR PUSAT | EPE | INST | YTBC | Pass | null
412297904 | Existing | 8181 | VACUUM | 11 kV | 400 | TNB | DISTRIBUTION |  |  | VBH-124-40 | TX 1 | 10000595 | WKLC/PCE/J00482/MB8181 | 8181 | CLOSED | MAKISSA CHANGKAT RAJA CHULAN (MCB PLAZA) | KUALA LUMPUR PUSAT | AICHI | INST |  | Pass | null
377302993 | Existing | VCB8 | VACUUM | 33 kV | 630 | TNB | DISTRIBUTION |  | TAMCO | VK 10J 20D | VCB 8 - MENARA KL | 300044880 | WKLC/PPU/G00030/NB8 | 8 | CLOSED | PPU UNION SQUARE | KUALA LUMPUR PUSAT | TAMCO | INST |  | Pass | null
419656927 | Existing | 8817 | VACUUM | 11 kV | 630 | TNB | DISTRIBUTION |  |  | HV-12 | SEK KUN MIN | 300062911 | WKLC/PCE/J00323/MB8817 | 8817 | CLOSED | PGB PLAZA | KUALA LUMPUR PUSAT | TOSHIBA | INST |  | Pass | null
417768565 | Existing | 14305 | VACUUM | 11 kV | 630 | TNB | DISTRIBUTION |  |  | VMH12 | TMN KOSAS NO 5 | 300065062 | WKLC/PCE/J00703/MB14305 | 14305 | CLOSED | AYERS TOWER | KUALA LUMPUR PUSAT | LKH | INST |  | Pass | null
419279053 | Existing | 5929 | VACUUM | 11 kV | 630 | TNB | DISTRIBUTION |  |  | VFT-12 | WISMA PERKASA | 300063910 | WKLC/PCE/J00499/MB5929 | 5929 | CLOSED | PUSAT HIBURAN JALAN PINANG | KUALA LUMPUR PUSAT | EPE | INST |  | Pass | null
377398365 | Existing | VCB34 | VACUUM | 11 kV | 2 | TNB | DISTRIBUTION |  | TAMCO | VK 10P 25D | BUS COUPLER | 300044520 | WKLC/PPU/G00017/NB34 | 34 | CLOSED | PPU MIHARJA | KUALA LUMPUR PUSAT | TAMCO | INST |  | Pass | null
417699174 | Existing | 13282 | VACUUM | 11 kV | 630 | TNB | DISTRIBUTION |  |  | VMH12 | PANDAN JAYA NO 3 | 300062482 | WKLC/PCE/J00236/MB13282 | 13282 | CLOSED | PANDAN JAYA NO.1 | KUALA LUMPUR PUSAT | LKH | INST |  | Pass | null
420842962 | Existing | 13079 | VACUUM | 11 kV | 630 | TNB | DISTRIBUTION |  |  | TYPE A-2(10) | JLN ROBSON | 300244937 | WKLC/PCE/J01315/MB13079 | 13079 | CLOSED | PE KRISTAL COURT | KUALA LUMPUR PUSAT | EPE | INST |  | Pass | null
412254349 | Existing | 15250 | VACUUM | 11 kV | 630 | TNB | DISTRIBUTION |  |  | VMH12 | P/E STANDARD CHARTERED | 10000546 | WKLC/PCE/J00453/MB15250 |  | CLOSED | CENTRAL PLAZA | KUALA LUMPUR PUSAT | LKH HSS | INST |  | Pass | null
417970277 | Existing | 20235 | VACUUM | 11 kV | 630 | TNB | DISTRIBUTION |  |  | VMH12 | TX 1 | 300062216 | WKLC/PCE/J00191/MB20235 | 20235 | CLOSED | NO.3 KOMPLEK PERUBATAN PANDAN INDAH | KUALA LUMPUR PUSAT | LKH | INST |  | Pass | null
377950682 | Existing | VCB9 | VACUUM | 11 kV | 630 | TNB | DISTRIBUTION |  | TAMCO | VK 10J25H | SPARE | 310105015 | WKLC/PPU/G00046/NB9 | 9 | OPEN | PPU GRAND HYATT | KUALA LUMPUR PUSAT | TAMCO | INST | YTBC | Pass | null
377952236 | Existing | 2P5 | VACUUM | 33 kV | 1 | TNB | DISTRIBUTION |  | ITEM | N/A | 2P5 - | 300451586 | WKLC/PPU/G00039/MB2P5 | 2P5 | CLOSED | PPU ST MARY | KUALA LUMPUR PUSAT | ITEM | INST |  | Pass | null
400837751 | Existing | 15975 | VACUUM | 11 kV | 630 | TNB | DISTRIBUTION |  |  | VK10J20H | TX | 300064730 | WKLC/PCE/J00644/MB15975 | 15975 | CLOSED | PUSAT PERUBATAN GLENEAGLES INTAN NO 2 | KUALA LUMPUR TIMUR | TAMCO | INST |  | Fail | Please check "Operational Area"
419532561 | Existing | 11968 | VACUUM | 11 kV | 630 | TNB | DISTRIBUTION |  |  | VK10J20H | NO 3 RUMAH PANGSA KOS RENDAH J | 300062952 | WKLC/PCE/J00331/MB11968 | 11968 | CLOSED | SHEN COURT | KUALA LUMPUR PUSAT | TAMCO | INST |  | Pass | null
416750663 | Existing | 16420 | VACUUM | 11 kV | 630 | TNB | DISTRIBUTION |  |  | 12A20 | TX2 | 300062287 | WKLC/PCE/J00202/MB16420 | 16420 | CLOSED | PANDAN INDAH NO.11 | KUALA LUMPUR PUSAT | EPE | INST |  | Pass | null
418735030 | Existing | 8397 | VACUUM | 11 kV | 630 | TNB | DISTRIBUTION |  |  | VFT-12 | PPU LOW YAT (B5) | 300062802 | WKLC/PCE/J00300/MB8397 | 8397 | CLOSED | PE AMODA | KUALA LUMPUR PUSAT | EPE | INST |  | Pass | null
411743474 | Existing |  | VACUUM | 11 kV | 630 | TNB | DISTRIBUTION |  |  | 12A20 |  | 300536754 | WKLC/PCE/J01195/MB4 | 42728 | CLOSED | SEK KEB KUALA AMPANG 2 JLN NIPAH | KUALA LUMPUR PUSAT | EPE | INST | YTBC | Pass | null
412327730 | Existing | 479 | VACUUM | 11 kV | 630 | TNB | DISTRIBUTION |  |  | N/A | TRANSFORMER 1 | 300245354 | WKLC/PCE/J00992/MB479 | 479 | CLOSED | CHAN SOW LIN NO.1 | KUALA LUMPUR PUSAT | FERGUSON PAILIN | INST |  | Pass | null
417089115 | Existing | 31642 | VACUUM | 11 kV | 630 | TNB | DISTRIBUTION |  |  | HICLAD 12A20 | PPU PANDAN JAYA | 10001066 | WKLC/PCE/J00192/MB31642 | 31642 | CLOSED | AKADEMI BAM | KUALA LUMPUR PUSAT | EPE | INST |  | Pass | null
377673490 | Existing | VCB31 | VACUUM | 11 kV | 2 | TNB | DISTRIBUTION |  | TAMCO | VK 10P25DT | INCAMER N01 | 300044000 | WKLC/PMU/G00007/NB31 | 31 | CLOSED | PMU PANDAN MAJU 132/33/11KV | KUALA LUMPUR PUSAT | TAMCO | INST |  | Pass | null
378316694 | Existing |  | VACUUM | 11 kV | 0 | TNB | DISTRIBUTION | [6 empty] | 50631 | CLOSED |  | KUALA LUMPUR PUSAT |  |  |  | Pass | null
415990228 | Existing | 43459 | VACUUM | 11 kV | 630 | TNB | DISTRIBUTION |  |  | VK10J20H | PENGGUNA 11KV NO.1 | 300293476 | WKLC/PCE/J01577/MB43459 | 43459 | CLOSED | SSU UE3 TAMAN MIHARJA | KUALA LUMPUR PUSAT | TAMCO | INST |  | Pass | null
377396651 | Existing | VCB10 | VACUUM | 11 kV | 630 | TNB | DISTRIBUTION |  | ABB | VD4E 1206 P 20 | PENGGUNA SG WANG PLAZA FDR 2 | 300044430 | WKLC/PPU/G00014/NB10 | 10 | CLOSED | PPU LOW YATT | KUALA LUMPUR PUSAT | ABB | INST |  | Pass | null
418906227 | Existing | 20449 | VACUUM | 11 kV | 630 | TNB | DISTRIBUTION |  |  | VMH12 | PPU PHILEO | 300061304 | WKLC/PCE/J00021/MB20449 | 20449 | CLOSED | PHILEO AVENUE NO3 | KUALA LUMPUR PUSAT | LKH | INST |  | Pass | null
418408213 | Existing | 28910 | VACUUM | 11 kV | 630 | TNB | DISTRIBUTION |  |  | 8BK-88 BI | TX 2 | 300245012 | WKLC/PCE/J00502/MB28910 | 28910 | CLOSED | P/PURI KOS RENDAH TMN PANDAN CAHAYA | KUALA LUMPUR PUSAT | ITEM | INST |  | Pass | null
417862382 | Existing | 1503 | VACUUM | 11 kV | 630 | TNB | DISTRIBUTION |  |  | VK10J20H | PPU YOW CHUAN PLAZA CB4 | 300062516 | WKLC/PCE/J00242/MB1503 | 1503 | CLOSED | BALAI POLIS JLN TUN RAZAK | KUALA LUMPUR PUSAT | TAMCO | INST |  | Pass | null
419177197 | Existing | 22469 | VACUUM | 11 kV | 630 | TNB | DISTRIBUTION |  |  | VK10J20H | ON TAI NO 1 | 300245099 | WKLC/PCE/J00070/MB22469 | 22469 | CLOSED | KONDO 6/8 PERS HAMPSHIRE JLN AMPANG | KUALA LUMPUR PUSAT | TAMCO | INST |  | Pass | null
417034189 | Existing | 39417 | VACUUM | 11 kV | 630 | TNB | DISTRIBUTION |  |  | VK 10J20H | P/E PADAT ISTANA JOHOR | 300268730 | WKLC/PCE/J01454/MB39417 | 39417 | CLOSED | SURIA STONOR | KUALA LUMPUR PUSAT | TAMCO | INST |  | Pass | null
419068783 | Existing | 34174 | VACUUM | 11 kV | 630 | TNB | DISTRIBUTION |  |  | HV-12 | INDUSTRI RINGAN NO.1 JLN MERDE | 300245217 | WKLC/PCE/J01154/MB34174 | 34174 | CLOSED | INDUSTRI RINGAN NO.2 JLN MERDEKA | KUALA LUMPUR PUSAT | TOPRANK | INST |  | Pass | null
417007809 | Existing | 8228 | VACUUM | 11 kV | 630 | TNB | DISTRIBUTION |  |  | VK10J20H | TRANSFORMERS | 300244788 | WKLC/PCE/J01274/MB8228 | 8228 | CLOSED | CHAN CHIN MOOI | KUALA LUMPUR PUSAT | TAMCO | INST |  | Pass | null
377590598 | Existing | VCB13 | VACUUM | 11 kV | 630 | TNB | DISTRIBUTION |  | TAMCO | VK 10J 20D | P/E PADAT LOT304 JLN KEMUNING | 300044705 | WKLC/PPU/G00024/NB13 | 13 | CLOSED | PPU STAR HILL | KUALA LUMPUR PUSAT | TAMCO | INST |  | Pass | null
412194515 | Existing | 47554 | VACUUM |  | 630 | TNB | DISTRIBUTION |  |  | HV12 | PE JLN ROBSON | 311279642 | WKLC/PCE/J01646/MB47554 | 47554 | OPEN | SSU FEDERAL AUTO JLN SYED PUTRA | KUALA LUMPUR PUSAT | TOSHIBA | INST | YTBC | Fail | Please check "Operating Voltage"
416372085 | Existing | 14387 | VACUUM | 11 kV | 630 | TNB | DISTRIBUTION |  |  | VMH 12 | TASEK AMPANG COMMERCIAL COMPLE | 300065351 | WKLC/PCE/J00758/MB14387 | 14387 | OPEN | AMPANG PUTERI SPECIALIST CENTRE | KUALA LUMPUR PUSAT | LKH | INST |  | Pass | null
377950774 | Existing | VCB6 | VACUUM | 11 kV | 630 | TNB | DISTRIBUTION |  | TAMCO | VK 10J25H | P/E PRINCE HOTEL | 310105012 | WKLC/PPU/G00046/NB6 | 6 | CLOSED | PPU GRAND HYATT | KUALA LUMPUR PUSAT | TAMCO | INST | YTBC | Pass | null
418309013 | Existing | 13469 | VACUUM | 11 kV | 630 | TNB | DISTRIBUTION |  |  | VK10J25H | SUCASA | 300062583 | WKLC/PCE/J00255/MB13469 | 13469 | CLOSED | MIM JLN AMPANG | KUALA LUMPUR PUSAT | TAMCO | INST |  | Pass | null
416578154 | Existing | 36821 | VACUUM | 11 kV | 630 | TNB | DISTRIBUTION |  |  | VK10J25H | TX1 | 300246767 | WKLC/PCE/J01372/MB36821 | 36821 | CLOSED | KEM PASIFIK NO.2 | KUALA LUMPUR PUSAT | TAMCO | INST |  | Pass | null
405319294 | Existing | 42398 | VACUUM | 11 kV | 630 | TNB | DISTRIBUTION |  |  | 3AH5103-1 | TX1 | 300066510 | WKLC/PCE/J00953/MB42398 | 42398 | CLOSED | BEVERLY HEIGHT NO.2 PINGGIRAN UKAY | KUALA LUMPUR TIMUR | ITEM | INST |  | Fail | Please check "Operational Area"
398663561 | Existing | 5344 | VACUUM | 11 kV | 630 | TNB | DISTRIBUTION |  |  | VK10J20H | PMU AMPANG | 300064351 | WKLC/PCE/J00580/MB5344 | 5344 | CLOSED | WISMA RISDA | KUALA LUMPUR TIMUR | TAMCO | INST |  | Fail | Please check "Operational Area"
412177802 | Existing | 16078 | VACUUM | 11 kV | 630 | TNB | DISTRIBUTION |  |  | VK 10J20H | P/E KUIL JLN SCOTT COMPACT | 10001083 | WKLC/PCE/J01319/MB16078 | 16078 | CLOSED | PUSAT LATIHAN ORG BUTA | KUALA LUMPUR PUSAT | TAMCO | INST |  | Pass | null
377521279 | Existing | 2HO | VACUUM | 33 kV | 1 | TNB | DISTRIBUTION |  | ABB | VD4X 3612-25 | 2H0 - 30MVA TX2 | 300044104 | WKLC/PPU/G00003/MB2HO | 2HO | CLOSED | PPU BUKIT BINTANG | KUALA LUMPUR PUSAT | ABB | INST |  | Pass | null
409119470 | Existing | 5L5 | VACUUM | 33 kV | 1 | TNB | DISTRIBUTION |  |  | GV 30M 25D | SPARE | 311162445 | WKLS/PMU/G00007/MB5L5 | 5L5 | CLOSED | PMU SUN CITY | KUALA LUMPUR PUSAT | TAMCO | INST | YTBC | Pass | null
409120864 | Existing |  | VACUUM | 11 kV | 0 | TNB | DISTRIBUTION | [6 empty] | 32 | CLOSED | PPU WARISAN TRADISI | KUALA LUMPUR PUSAT |  |  |  | Pass | null
409120960 | Existing |  | VACUUM | 11 kV | 0 | TNB | DISTRIBUTION | [6 empty] | 7 | OPEN | PPU WARISAN TRADISI | KUALA LUMPUR PUSAT |  |  |  | Pass | null
403305620 | Existing | 33055 | VACUUM | 11 kV | 630 | TNB | DISTRIBUTION |  |  | 3AH5103-2Z | TX 1 | 300245210 | WKLC/PCE/J01147/MB33055 | 33055 | CLOSED | JLN ANDAMAN 3 TMN ANDAMAN | KUALA LUMPUR TIMUR | ITEM | INST |  | Fail | Please check "Operational Area"
412284427 | Existing | 39261 | VACUUM | 11 kV | 630 | TNB | DISTRIBUTION |  |  | VK10J20H | PENGGUNA 11KV | 311302165 | WKLC/PCE/J01481/MB39261 | 39261 | CLOSED | AIK HUA NO.2 | KUALA LUMPUR PUSAT | TAMCO | INST | YTBC | Pass | null
377396248 | Existing | VCB16 | VACUUM |  | 630 | TNB | DISTRIBUTION |  | TAMCO | VK 10J 25D | SPARE | 300044402 | WKLC/PPU/G00013/NB16 | 16 | OPEN | PPU KLCC | KUALA LUMPUR PUSAT |  | INST |  | Fail | Please check "Operating Voltage"
377396472 | Existing | VCB4 | VACUUM | 11 kV | 630 | TNB | DISTRIBUTION |  | ABB | VD4E 1206 P 20 | P/E KOMPLEKS SHAW | 300044441 | WKLC/PPU/G00014/NB4 | 4 | CLOSED | PPU LOW YATT | KUALA LUMPUR PUSAT | ABB | INST |  | Pass | null
407544133 | Existing | 5S5 | VACUUM | 33 kV | 1 | TNB | DISTRIBUTION |  |  |  | SPARE | 311026581 | WKLT/SSU/G00012/MB7 | 5S5 | OPEN | SSU RISDA | KUALA LUMPUR BARAT | EPE | INST | YTBC | Fail | Please check "Operational Area"
418643559 | Existing |  | VACUUM | 11 kV | 0 | TNB | DISTRIBUTION |  |  |  |  | 300062792 | WKLC/PCE/J00298/MB7791 | 7791 | CLOSED | PE NAGARIA | KUALA LUMPUR PUSAT |  |  |  | Pass | null
377399304 | Existing | VCB7 | VACUUM | 11 kV | 630 | TNB | DISTRIBUTION |  | TAMCO | VK 10J 20D | G.TOWER JLN TUN RAZAK | 300044551 | WKLC/PPU/G00018/NB7 | 7 | CLOSED | PPU NARAJAYA | KUALA LUMPUR PUSAT | TAMCO | INST |  | Pass | null
417935657 | Existing | 40920 | VACUUM | 11 kV | 630 | TNB | DISTRIBUTION |  |  | 8BK-88E A1 | TX 1000KVA | 300270268 | WKLC/PCE/J01470/MB40920 | 40920 | CLOSED | PERMAI RIA JLN PERMAI M | KUALA LUMPUR PUSAT | ITEM | INST |  | Pass | null
416969934 | Existing |  | VACUUM | 11 kV | 630 | TNB | DISTRIBUTION |  |  | HV12-B2A |  | 309896678 | WKLC/PCE/J01766 | 51439 | CLOSED | SSU 2 3TOWER JLN AMPANG | KUALA LUMPUR PUSAT | TOSHIBA | INST | YTBC | Pass | null
417922955 | Existing | 21581 | VACUUM | 11 kV | 630 | TNB | DISTRIBUTION |  |  | VFT12 | CONSUMER | 300245883 | WKLC/PCE/J01361/MB21581 | 21581 | CLOSED | PASIFIC BANK JLN SULTAN ISMAIL | KUALA LUMPUR PUSAT | EPE | INST |  | Pass | null
416724731 | Existing | 30411 | VACUUM | 11 kV | 630 | TNB | DISTRIBUTION |  |  | SBV-4-A3 | PPU TELEKOM CB 12 | 300245196 | WKLC/PCE/J01025/MB30411 | 30411 | OPEN | PE STESEN SUIS MONORAIL | KUALA LUMPUR PUSAT | ALTENA | INST |  | Pass | null
412267778 | Existing | 42418 | VACUUM | 11 kV | 630 | TNB | DISTRIBUTION |  |  | VK10J20H | PENGGUNA 11KV | 300287532 | WKLC/PCE/J01512/MB42418 | 42418 | CLOSED | TARAGON PUTERI BINTANG JALAN BABA | KUALA LUMPUR PUSAT | TAMCO | INST |  | Pass | null
416921638 | Existing | N/A | VACUUM | 11 kV | 630 | TNB | DISTRIBUTION |  |  | VMH12 | N/A | 300244585 | WKLC/PCE/J01209/MB17860 | 17860 | CLOSED | SCOTT VILLA CONDO NO.2 | KUALA LUMPUR PUSAT | LKH | INST |  | Pass | null
418733738 | Existing | 8747 | VACUUM | 11 kV | 630 | TNB | DISTRIBUTION |  |  | VFT-12 | WISMA BINTANG | 300065517 | WKLC/PCE/J00788/MB8747 | 8747 | OPEN | PE YTL PLAZA | KUALA LUMPUR PUSAT | EPE | INST |  | Pass | null
417867247 | Existing |  | VACUUM | 11 kV | 0 | TNB | DISTRIBUTION | [6 empty] | 39671 | CLOSED | DID AMPANG | KUALA LUMPUR PUSAT |  |  |  | Pass | null
377692464 | Existing | 3L5 | VACUUM | 33 kV | 1 | TNB | DISTRIBUTION |  | EPE | VJ-32DBB | SPARE | 300043951 | WKLC/PMU/G00006/MB3L5 | 3L5 | OPEN | PMU MID VALLEY 132/33/11KV | KUALA LUMPUR PUSAT | EPE | INST |  | Pass | null
415092416 | Existing | 48267 | VACUUM | 11 kV | 630 | TNB | DISTRIBUTION |  |  | 12A20 | BUS TIE 48266 | 300537373 | WKLC/PCE/J01269/MB48267 | 48267 | CLOSED | BRICKFIELD NO.2 | KUALA LUMPUR PUSAT | EPE | INST | YTBC | Pass | null
377303785 | Existing | VCB7 | VACUUM | 11 kV | 630 | TNB | DISTRIBUTION |  | TAMCO | VK 10J 20DT | SSU INTERMARK TWR JL TUN RAZAK | 300044904 | WKLC/PPU/G00031/NB7 | 7 | CLOSED | PPU YOW CHUAN PLAZA | KUALA LUMPUR PUSAT | TAMCO | INST |  | Pass | null
418489200 | Existing | 28493 | VACUUM | 11 kV | 0 | TNB | DISTRIBUTION |  |  | SBV-4-B1 | TX2 | 300066660 | WKLC/PCE/J00980/MB28493 | 28493 | CLOSED | NO 1 RUMAH KEDAI 4 TKT TAMAN PANDAN CAHA | KUALA LUMPUR PUSAT | GEC | INST |  | Pass | null
377555579 | Existing | VCB9 | VACUUM | 11 kV | 630 | TNB | DISTRIBUTION |  | TAMCO | VK 10J 20D | SPARE | 300044553 | WKLC/PPU/G00018/NB9 | 9 | CLOSED | PPU NARAJAYA | KUALA LUMPUR PUSAT | TAMCO | INST |  | Pass | null
377362982 | Existing | VCB8 | VACUUM | 33 kV | 630 | TNB | DISTRIBUTION |  | TAMCO | VK-10J20DT | JLN DAVIDSON | 300044303 | WKLC/PPU/G00009/NB8 | 8 | CLOSED | PPU JALAN RODGER | KUALA LUMPUR PUSAT | TAMCO | INST |  | Pass | null
377556308 | Existing | VCB16 | VACUUM | 11 kV | 1 | TNB | DISTRIBUTION |  | TAMCO | VK10M20D | LOCAL TX | 300044570 | WKLC/PPU/G00019/NB16 | 16 | CLOSED | PPU PANDAN INDAH | KUALA LUMPUR PUSAT | TAMCO | INST |  | Pass | null
377556276 | Existing | VCB9 | VACUUM | 11 kV | 630 | TNB | DISTRIBUTION |  | TAMCO | VK10J20D | MERDEKA VILLA BLOK 2C | 300044582 | WKLC/PPU/G00019/NB9 | 9 | CLOSED | PPU PANDAN INDAH | KUALA LUMPUR PUSAT | TAMCO | INST |  | Pass | null
416376918 | Existing | 41436 | VACUUM | 11 kV | 630 | TNB | DISTRIBUTION |  |  | VK10J20H | OVAL WEST | 300284609 | WKLC/PCE/J01505/MB41436 | 41436 | CLOSED | TROIKA JALAN BINJAI | KUALA LUMPUR PUSAT | TAMCO | INST |  | Pass | null
416376950 | Existing | 41275 | VACUUM | 11 kV | 630 | TNB | DISTRIBUTION |  |  | HV-12 | PENGGUNA 11KV NO.2 | 300284606 | WKLC/PCE/J01504/MB40418 | 41275 | CLOSED | G-TOWER LOT 162 SEK63 JLN TUN RAZAK | KUALA LUMPUR PUSAT | TOPRANK | INST |  | Pass | null
376923059 | Existing | VCB17 | VACUUM | 11 kV | 630 | TNB | DISTRIBUTION |  | TAMCO | VK 10J20DT | IBU PJT BSKL | 300043881 | WKLC/PMU/G00002/NB17 |  | CLOSED | PMU BUKIT MAHKAMAH 132/33/11KV | KUALA LUMPUR PUSAT | TAMCO | INST |  | Pass | null
417038104 | Existing | 3238 | VACUUM | 11 kV | 630 | TNB | DISTRIBUTION |  |  |  | TRANSFORMER 1 - SELARI | 300245302 | WKLC/PCE/J00962/MB3238 | 3238 | CLOSED | HONG LEONG JLN RODGER | KUALA LUMPUR PUSAT |  | INST |  | Pass | null
416346259 | Existing | 6294 | VACUUM | 11 kV | 630 | TNB | DISTRIBUTION |  |  | VK10J20H | TX | 300064645 | WKLC/PCE/J00629/MB6294 | 6294 | CLOSED | WISMA EQUITY | KUALA LUMPUR PUSAT | TAMCO | INST |  | Pass | null
404546449 | Existing |  | VACUUM | 11 kV | 0 | TNB | DISTRIBUTION | [6 empty] | 51264 | CLOSED | SSU 4A ECO CITY | KUALA LUMPUR PUSAT |  |  |  | Pass | null
411988612 | Existing | 15396 | VACUUM | 11 kV | 630 | TNB | DISTRIBUTION |  |  | VK10J20H | HT CONSUMER | 300244755 | WKLC/PCE/J01011/MB15396 | 15396 | CLOSED | LRT MALURI | KUALA LUMPUR PUSAT | TAMCO | INST |  | Pass | null
416750662 | Existing | 16419 | VACUUM | 11 kV | 630 | TNB | DISTRIBUTION |  |  | 12A20 | PANDAN INDAH NO 10 | 300062286 | WKLC/PCE/J00202/MB16419 | 16419 | CLOSED | PANDAN INDAH NO.11 | KUALA LUMPUR PUSAT | EPE | INST |  | Pass | null
418063987 | Existing | 15035 | VACUUM | 11 kV | 630 | TNB | DISTRIBUTION |  |  | VK 10J20H | TRANSFORMER 1 | 300244618 | WKLC/PCE/J01072/MB15035 | 15035 | CLOSED | MABA NO.2 | KUALA LUMPUR PUSAT | TAMCO | INST |  | Pass | null
400428668 | Existing | 10245 | VACUUM | 11 kV | 630 | TNB | DISTRIBUTION |  |  | VFT-12 | AMBASSY PARK | 300064582 | WKLC/PCE/J00619/MB10245 | 10245 | OPEN | LRG ENAU | KUALA LUMPUR TIMUR | EPE | INST |  | Fail | Please check "Operational Area"
411696002 | Existing | 16645 | VACUUM | 11 kV | 630 | TNB | DISTRIBUTION |  |  | VMH12 | SPARE | 300062197 | WKLC/PCE/J00188/MB16645 | 16645 | CLOSED | MENARA ESSO | KUALA LUMPUR PUSAT | LKH HSS | INST |  | Pass | null
416458212 | Existing | 44986 | VACUUM | 11 kV | 630 | TNB | DISTRIBUTION |  |  | VK10J20H | PPU JALAN PUDU CB11 | 300449782 | WKLC/PCE/J01619/MB44986 | 44986 | CLOSED | IPK KUALA LUMPUR JLN GALLOWAY | KUALA LUMPUR PUSAT | TAMCO | INST |  | Pass | null
377304283 | Existing | VCB11 | VACUUM | 11 kV | 630 | TNB | DISTRIBUTION |  | TAMCO | VK 10J 20DT | STESEN SUIS YOW CHUAN | 300044893 | WKLC/PPU/G00031/NB11 | 11 | CLOSED | PPU YOW CHUAN PLAZA | KUALA LUMPUR PUSAT | TAMCO | INST |  | Pass | null
377949546 | Existing | VCB1 | VACUUM | 11 kV | 630 | TNB | DISTRIBUTION |  | TAMCO | VK 10J 20D | ONE KLCC | 300286548 | WKLC/PPU/G00037/NB1 | 1 | CLOSED | PPU PLAZA DUTA (AVENUE K) | KUALA LUMPUR PUSAT | TAMCO | INST |  | Pass | null
377558392 | Existing | 1P5 | VACUUM | 33 kV | 1 | TNB | DISTRIBUTION |  | TAMCO | VY-30M 25D | PPU NARAJAYA | 300044616 | WKLC/PPU/G00021/MB1P5 | 1P5 | CLOSED | PPU PHILEO | KUALA LUMPUR PUSAT | TAMCO | INST |  | Pass | null
412701441 | Existing | 10447 | VACUUM | 11 kV | 630 | TNB | DISTRIBUTION |  |  | V-10F-20 | TX 1 | 300245031 | WKLC/PCE/J00170/MB10447 | 10447 | CLOSED | MENARA SEPUTEH | KUALA LUMPUR SELATAN | HITACHI | INST |  | Fail | Please check "Operational Area"
419279422 | Existing | 6382 | VACUUM | 11 kV | 800 | TNB | DISTRIBUTION |  |  | HV 12 | HOTEL EQUATORIAL | 300065511 | WKLC/PCE/J00787/MB6382 | 6382 | OPEN | WISMA SPK JLN PINANG | KUALA LUMPUR PUSAT | TOPRANK | INST |  | Pass | null
377364644 | Existing | VCB31 | VACUUM | 11 kV | 2 | TNB | DISTRIBUTION |  | TAMCO | VK-10P25D | 30MVA TX1 | 300044237 | WKLC/PPU/G00007/NB31 | 31 | CLOSED | PPU HOTEL ISTANA | KUALA LUMPUR PUSAT | TAMCO | INST |  | Pass | null
418523468 | Existing |  | VACUUM | 11 kV | 0 | TNB | DISTRIBUTION |  |  | RN2C-T1/21 |  | 300064752 | WKLC/PCE/J00648/MB7956 | 7956 | CLOSED | TAMAN AHMAD RAZALI NO.2 | KUALA LUMPUR PUSAT | SCHNEIDER ELECTRIC | INST |  | Pass | null
417197549 | Existing | 16216 | VACUUM | 11 kV | 630 | TNB | DISTRIBUTION |  |  | N/A | TX1 | 300062460 | WKLC/PCE/J00233/MB16216 | 16216 | CLOSED | INSTITUT PROFESIONAL BAITULMAL | KUALA LUMPUR PUSAT | S&S | INST |  | Pass | null
416389622 | Existing | 16519 | VACUUM | 11 kV | 630 | TNB | DISTRIBUTION |  |  | 8BK-88E | KL TRAVELODGE | 300062179 | WKLC/PCE/J00185/MB16519 | 16519 | CLOSED | TRI JALAN AMPANG | KUALA LUMPUR PUSAT | ITEM | INST |  | Pass | null
377519923 | Existing | VCB31 | VACUUM | 11 kV | 2 | TNB | DISTRIBUTION |  | TAMCO | VK 10P 25H | 30MVA TX1 | 300044207 | WKLC/PPU/G00006/NB31 | 31 | CLOSED | PPU GREAT EASTERN | KUALA LUMPUR PUSAT |  | INST |  | Pass | null
419177132 | Existing | 6660 | VACUUM | 11 kV | 630 | TNB | DISTRIBUTION |  |  | HV-12 | PENGGUNA | 300064598 | WKLC/PCE/J00622/MB6660 | 6660 | CLOSED | WISMA ONN TAI NO.1 | KUALA LUMPUR PUSAT | TOPRANK | INST |  | Pass | null
418377474 | Existing | 8048 | VACUUM | 11 kV | 630 | TNB | DISTRIBUTION |  |  | VK 10J20H | PPU HOTEL ISTANA CB8 | 10000597 | WKLC/PCE/J00469/MB8048 | 8048 | CLOSED | MENARA BOUSTEAD | KUALA LUMPUR PUSAT | TAMCO | INST |  | Pass | null
418932626 | Existing | 19352 | VACUUM | 11 kV | 630 | TNB | DISTRIBUTION |  |  | HV-12 | TX | 300536448 | WKLC/PCE/J00211/MB19352 | 19352 | CLOSED | PANGSAPURI VISTA DAMAI N0.2 | KUALA LUMPUR PUSAT | Toshiba | INST | YTBC | Pass | null
417480734 | Existing | 47619 | VACUUM | 11 kV | 630 | TNB | DISTRIBUTION |  |  | VFT12 | PENGGUNA 11KV NO2 | 300537250 | WKLC/PCE/J01435/MB2 | 47619 | CLOSED | MENARA TECHNIP JLN INAI | KUALA LUMPUR PUSAT | EPE | INST | YTBC | Pass | null
417868010 | Existing | 18683 | VACUUM | 11 kV | 630 | TNB | DISTRIBUTION |  |  | VMH 12 | TIARA CONDO BLK C (DARI 18682) | 300065074 | WKLC/PCE/J00705/MB18683 | 18683 | CLOSED | TIARA CONDO BLOCK D | KUALA LUMPUR PUSAT | LKH | INST |  | Pass | null
417179314 | Existing | 38536 | VACUUM | 11 kV | 630 | TNB | DISTRIBUTION |  |  | 8BK-88E A1 | TX 2 | 311297149 | WKLC/PCE/J01426/MB38536 | 38536 | CLOSED | BLK 4 DESA LEMBAH PERMAI JLN BKT BELACAN | KUALA LUMPUR PUSAT | ITEM | INST | YTBC | Pass | null
416457949 | Existing | 284 | VACUUM | 11 kV | 400 | TNB | DISTRIBUTION |  |  | BVP3 | TSUN JIN HIGH SCH | 300245331 | WKLC/PCE/J00996/MB284 |  | CLOSED | LOKE YEW ROAD FLAT NO.1 | KUALA LUMPUR PUSAT | FERGUSON PAILIN | INST |  | Pass | null
417930740 | Existing | 1P5 | VACUUM | 33 kV | 1 | TNB | DISTRIBUTION |  |  | GV30M25 | PMU IMBI 11L5 | 311678526 | WKLC/PPU/G00051/MB5 | 1P5 | CLOSED | PPU TRX CITY NO.1 D-PZW-S17-9277 | KUALA LUMPUR PUSAT | TAMCO | INST | YTBC | Pass | null
377589011 | Existing | VCB35 | VACUUM | 11 kV | 2 | TNB | DISTRIBUTION |  |  | 10-VPR-25B | BUS COUPLER | 300044657 | WKLC/PPU/G00022/NB35 | 34 | CLOSED | PPU PNB/LUTH | KUALA LUMPUR PUSAT | MITSUBISHI | INST |  | Pass | null
411695867 | Existing | 13953 | VACUUM | 11 kV | 630 | TNB | DISTRIBUTION |  |  | VK10J20H | HOTEL NOVOTEL JLN KIA PENG | 10000572 | WKLC/PCE/J00460/MB13953 | 13953 | CLOSED | WISMA UOA NO.1 | KUALA LUMPUR PUSAT | TAMCO | INST |  | Pass | null
377951502 | Existing | 6S5 | VACUUM | 33 kV | 1 | TNB | DISTRIBUTION |  | TAMCO | GV 30M 25D | 6S5 - SSU KLCC NO.2 | 300286426 | WKLC/SSU/G00009/MB6S5 | 6S5 | CLOSED | SSU LOT C | KUALA LUMPUR PUSAT | TAMCO | INST |  | Pass | null
416759264 | Existing | 46476 | VACUUM | 11 kV | 630 | TNB | DISTRIBUTION |  |  | 12A20 | P/E SASTRA UTHANT LRG AMPANG 2 | 300535424 | WKLC/PCE/J01715/MB46476 | 46476 | CLOSED | RESIDEN M AMPANG | KUALA LUMPUR PUSAT | EPE | INST | YTBC | Pass | null
417970432 | Existing | 20231 | VACUUM | 11 kV | 630 | TNB | DISTRIBUTION |  |  | VK10J25H | TX1 | 300062300 | WKLC/PCE/J00204/MB20231 | 20231 | CLOSED | PUSAT PERUBATAN PANDAN INDAH NO.1 | KUALA LUMPUR PUSAT | TAMCO | INST |  | Pass | null
418490027 | Existing | 36355 | VACUUM | 11 kV | 630 | TNB | DISTRIBUTION |  |  | HV-12 | TX | 300245848 | WKLC/PCE/J01352/MB36355 | 36355 | CLOSED | PANGSAPURI 18 TINGKAT JLN 14C PANDAN IND | KUALA LUMPUR PUSAT | TOPRANK | INST |  | Pass | null
416578153 | Existing | 36820 | VACUUM | 11 kV | 630 | TNB | DISTRIBUTION |  |  | VK10J25H | KEM PASIFIC NO 1 | 300246766 | WKLC/PCE/J01372/MB36820 | 36820 | CLOSED | KEM PASIFIK NO.2 | KUALA LUMPUR PUSAT | TAMCO | INST |  | Pass | null
417553026 | Existing | 7536 | VACUUM | 11 kV | 630 | TNB | DISTRIBUTION |  |  | VK10J20H | TX | 300064993 | WKLC/PCE/J00689/MB7536 | 7536 | CLOSED | TAMAN KESUMA | KUALA LUMPUR PUSAT | TAMCO | INST |  | Pass | null
417695901 | Existing | 29543 | VACUUM | 11 kV | 630 | TNB | DISTRIBUTION |  |  | UNIVAC 12 | PPU SG BESI # 5 | 300245130 | WKLC/PCE/J01110/MB29543 | 29543 | CLOSED | LIM THIAN SOO JLN SARAWAK/PUDU | KUALA LUMPUR PUSAT | UNIVAC | INST |  | Pass | null
377375263 | Existing | VCB2 | VACUUM | 11 kV | 630 | TNB | DISTRIBUTION |  | EPE | VFT-12 | P/E TMN PUTRA NO.4 | 300285804 | WKLC/PPU/G00032/NB2 | 2 | CLOSED | PPU HOSPITAL AMPANG | KUALA LUMPUR PUSAT | EPE | INST |  | Pass | null
377521182 | Existing | VCB1 | VACUUM | 11 kV | 630 | TNB | DISTRIBUTION |  | ABB | VD4E1206P20 | 12 STOREY (HSBC) | 300044109 | WKLC/PPU/G00003/NB1 | 1 | CLOSED | PPU BUKIT BINTANG | KUALA LUMPUR PUSAT | ABB | INST |  | Pass | null
409120230 | Existing |  | VACUUM | 33 kV | 0 | TNB | DISTRIBUTION | [6 empty] | 2BS | CLOSED | PPU SUNCITY D-PZW-S14-9157 | KUALA LUMPUR PUSAT |  |  |  | Pass | null
416587123 | Existing | 16930 | VACUUM | 11 kV | 630 | TNB | DISTRIBUTION |  |  | VK10J20H | 11KV CONSUMER | 300245165 | WKLC/PCE/J01225/MB16930 | 16930 | CLOSED | BUDGET HOTEL JLN KG ATTAP | KUALA LUMPUR PUSAT | TAMCO | INST |  | Pass | null
416870752 | Existing | 17327 | VACUUM | 11 kV | 630 | TNB | DISTRIBUTION |  |  | 3AH5104-2 | TX 2 | 300065216 | WKLC/PCE/J00730/MB17327 | 17327 | CLOSED | P/PURI TIARA DUTA BLK A | KUALA LUMPUR PUSAT | ITEM | INST |  | Pass | null
418377307 | Existing | 2462 | VACUUM | 11 kV | 630 | TNB | DISTRIBUTION |  |  | VK 10J20H | 11KV PENGGUNA | 300061894 | WKLC/PCE/J00130/MB2462 | 2462 | CLOSED | WISMA LIM FOO YONG | KUALA LUMPUR PUSAT | TAMCO | INST |  | Pass | null
377301508 | Existing | 1S5 | VACUUM | 33 kV | 1 | TNB | DISTRIBUTION |  | ITEM | 8DB 10 | 1S5-PENGGUNA | 300287100 | WKLC/SSU/G00007/MB1S5 | 1S5 | CLOSED | SSU PAVILLION | KUALA LUMPUR PUSAT | ITEM | INST |  | Pass | null
419596974 | Existing | 5652 | VACUUM | 11 kV | 630 | TNB | DISTRIBUTION |  |  | R4/1 MK8 | TX1 | 300063697 | WKLC/PCE/J00458/MB5652 | 5652 | CLOSED | PE IMBI PLAZA | KUALA LUMPUR PUSAT | BRUSH SWITCHGEAR LIMITED | INST |  | Pass | null
417535712 | Existing | 13069 | VACUUM | 11 kV | 630 | TNB | DISTRIBUTION |  |  | SBV-4 | BKT INDAH NO 3 | 300061773 | WKLC/PCE/J00107/MB13069 | 13069 | OPEN | BKT INDAH NO.6 | KUALA LUMPUR PUSAT | MAHKOTA | INST |  | Pass | null
411747385 | Existing | 38635 | VACUUM | 11 kV | 630 | TNB | DISTRIBUTION |  |  | 3AH5 103-1 | PMJU CB 8 | 300255004 | WKLC/PCE/J01386/MB38636 | 38636 | CLOSED | NO.3 AMPER AVENUE KG PANDAN | KUALA LUMPUR PUSAT | ITEM | INST |  | Pass | null
377555745 | Existing | VCB10 | VACUUM | 11 kV | 630 | TNB | DISTRIBUTION |  | TAMCO | VK10J20D | PANDAN INDAH ABRA NO.1 | 300044565 | WKLC/PPU/G00019/NB10 | 10 | CLOSED | PPU PANDAN INDAH | KUALA LUMPUR PUSAT | TAMCO | INST |  | Pass | null
416509691 | Existing | 31450 | VACUUM | 11 kV | 630 | TNB | DISTRIBUTION |  |  | VK10J25H | P'PURI 5 TKT JALAN BUKIT TERAT | 300244702 | WKLC/PCE/J00456/MB31450 | 31450 | CLOSED | SEK KEB TAMAN BUKIT TERATAI | KUALA LUMPUR PUSAT | TAMCO | INST |  | Pass | null
377591984 | Existing | VCB9 | VACUUM | 11 kV | 630 | TNB | DISTRIBUTION |  | TAMCO | VK 10J 20D | R/KED 3TKT JLN WWSN4/6 BB AMPG | 300044779 | WKLC/PPU/G00026/NB9 | 9 | CLOSED | PPU TAMAN KOSAS | KUALA LUMPUR PUSAT | TAMCO | INST |  | Pass | null
377395614 | Existing | 1SO | VACUUM | 33 kV | 630 | TNB | DISTRIBUTION |  | TAMCO | vy30p25d | DISMANTLE | 300044389 | WKLC/PPU/G00013/MB1SO | 1SO | CLOSED | PPU KLCC | KUALA LUMPUR PUSAT |  |  |  | Pass | null
377980062 | Existing | 1B5 | VACUUM | 33 kV | 1 | TNB | DISTRIBUTION |  | TAMCO | GV 30M 25 | 1B5 - BUSTIE NO.1 | 310470450 | WKLC/SSU/G00021/MB4 | 1B5 | CLOSED | SSU M CITY JLN AMPANG | KUALA LUMPUR PUSAT |  | INST | YTBC | Pass | null
412306246 | Existing | 46688 | VACUUM | 11 kV | 630 | TNB | DISTRIBUTION |  |  | 12A20 | PENGGUNA 11KV | 300537572 | WKLC/PCE/J01774/MB3 | 46688 | CLOSED | 6 CEYLON JLN CEYLON | KUALA LUMPUR PUSAT | EPE | INST | YTBC | Pass | null
419751767 | Existing | 31599 | VACUUM | 11 kV | 630 | TNB | DISTRIBUTION |  |  | HICLAD 12A20 | KG PANDAN JALAN F | 300244859 | WKLC/PCE/J00544/MB31599 | 31599 | CLOSED | BLK A1 PANDAN UTAMA | KUALA LUMPUR PUSAT | EPE | INST |  | Pass | null
418115583 | Existing | 44270 | VACUUM | 11 kV | 630 | TNB | DISTRIBUTION |  |  | 8BK-88E A1 | SPARE PENGGUNA 11KV NEW VISTA | 300244657 | WKLC/PCE/J01199/MB44270 | 44270 | OPEN | SSU INTERMARK JALAN TUN RAZAK | KUALA LUMPUR PUSAT | ITEM | INST |  | Pass | null
416969741 | Existing | 1767 | VACUUM | 11 kV | 400 | TNB | DISTRIBUTION |  |  | VBH-124-40 | TX | 10000964 | WKLC/PCE/J00608/MB1767 | 1767 | CLOSED | LOWER AMPANG NO.2 | KUALA LUMPUR PUSAT | AICHI | INST |  | Pass | null
416492249 | Existing | 4658 | VACUUM | 11 kV | 630 | TNB | DISTRIBUTION |  |  | SBV-4 TYPE A1 | P/E BRISKFIELDS NO 1 | 300245191 | WKLC/PCE/J01036/MB4658 | 4658 | CLOSED | JLN MARSH BRICKFILED | KUALA LUMPUR PUSAT | ALTENA | INST |  | Pass | null
419090360 | Existing |  | VACUUM | 11 kV | 0 | TNB | DISTRIBUTION |  |  |  |  | 311532595 | WKLC/PCE/J00959/MB52653 | 52653 | CLOSED | MIDF | KUALA LUMPUR PUSAT | TAMCO | INST | YTBC | Pass | null
416724698 | Existing | 7453 | VACUUM | 11 kV | 630 | TNB | DISTRIBUTION |  |  | VBH-124-40 | CONSUMER NO 2 | 300244958 | WKLC/PCE/J01216/MB7453 | 7453 | CLOSED | UMBC | KUALA LUMPUR PUSAT | AICHI | INST |  | Pass | null
417309146 | Existing | 30650 | VACUUM | 11 kV | 630 | TNB | DISTRIBUTION |  |  | 8BK-88 | BUS SECTION | 300061236 | WKLC/PCE/J00009/MB30650 | 30650 | CLOSED | HOTEL WESTIN | KUALA LUMPUR PUSAT | ITEM | INST |  | Pass | null
377962716 | Existing | 1S5 | VACUUM | 33 kV | 1 | TNB | DISTRIBUTION |  | ITEM | 8DB 10 | CONSUMER 1 | 300451576 | WKLC/SSU/G00014/MB1S5 | 1S5 | CLOSED | SSU BINJAI | KUALA LUMPUR PUSAT | ITEM | INST |  | Pass | null
409120760 | Existing |  | VACUUM | 33 kV | 0 | TNB | DISTRIBUTION | [6 empty] | 8 | OPEN | PPU WARISAN TRADISI | KUALA LUMPUR PUSAT |  |  |  | Pass | null
412045251 | Existing | 8764 | VACUUM | 11 kV | 630 | TNB | DISTRIBUTION |  |  | VHIH | TX | 300063020 | WKLC/PCE/J00344/MB8764 | 8764 | CLOSED | UNITED SAGAWA | KUALA LUMPUR PUSAT | TAMCO | DLFL INST |  | Pass | null
416003902 | Existing | 47283 | VACUUM | 11 kV | 800 | TNB | DISTRIBUTION |  |  | HV12 | P/E PADAT THE MADGE | 311279578 | WKLC/PCE/J01628/MB47283 | 47283 | CLOSED | BRUNSFIELD RESIDENCE JLN U-THANT | KUALA LUMPUR PUSAT | TOSHIBA | INST | YTBC | Pass | null
377524091 | Existing | VCB14 | VACUUM | 11 kV | 630 | TNB | DISTRIBUTION |  | TAMCO | VK 10J20D | MENARA MTC | 300044026 | WKLC/PMU/G00008/NB14 | 14 | CLOSED | PMU PUDU ULU 132/33/11KV | KUALA LUMPUR PUSAT | TAMCO | INST |  | Pass | null
416346984 | Existing | 14159 | VACUUM | 11 kV | 630 | TNB | DISTRIBUTION |  |  | VK10J20H | 11KV PENGGUNA | 10001027 | WKLC/PCE/J00231/MB14159 | 14159 | CLOSED | MINI TWINS TOWER | KUALA LUMPUR PUSAT | TAMCO | INST |  | Pass | null
416758500 | Existing | 17613 | VACUUM | 11 kV | 630 | TNB | DISTRIBUTION |  |  | VK 10J20H | 11KV PENGGUNA | 300062588 | WKLC/PCE/J00256/MB17613 | 17613 | CLOSED | LARSON PLACE | KUALA LUMPUR PUSAT | TAMCO | INST |  | Pass | null
416707160 | Existing | 14864 | VACUUM | 11 kV | 630 | TNB | DISTRIBUTION |  |  | VFT12 | PPU TMN KOSAS | 300065415 | WKLC/PCE/J00770/MB14864 | 14864 | CLOSED | KOMPLEKS SPECTRUM | KUALA LUMPUR PUSAT | EPE | INST |  | Pass | null
417011848 | Existing | 28549 | VACUUM | 11 kV | 630 | TNB | DISTRIBUTION |  |  | SBV-4 | TX 2 | 300061374 | WKLC/PCE/J00034/MB28549 | 28549 | CLOSED | AMPANG ULTIMA APARTMENT JLN WAWASAN AMPA | KUALA LUMPUR PUSAT | MAHKOTA | INST |  | Pass | null
377556467 | Existing | 1HO | VACUUM | 33 kV | 1 | TNB | DISTRIBUTION |  | TAMCO | VY-30M25D | 1HO - 30 MVA TX 1 | 300044586 | WKLC/PPU/G00020/MB1HO | 1HO | CLOSED | PPU PANDAN JAYA | KUALA LUMPUR PUSAT | TAMCO | INST |  | Pass | null
419854689 | Existing | 1625 | VACUUM | 11 kV | 630 | TNB | DISTRIBUTION |  |  | 3AH5104-2 | P/E ULU KELANG NO 3 | 300065095 | WKLC/PCE/J00708/MB1625 | 1625 | CLOSED | AMPANG JAYA NO 1 | KUALA LUMPUR PUSAT | ITEM | INST |  | Pass | null
407543997 | Existing | 1B5 | VACUUM | 33 kV | 2 | TNB | DISTRIBUTION |  |  |  | BUS TIE LHS | 311031668 | WKLC/SSU/G00032/MB1 | 1S5 | CLOSED | SSU EQUATORIAL | KUALA LUMPUR PUSAT | TSG | INST | YTBC | Pass | null
416659721 | Existing | 18958 | VACUUM | 11 kV | 630 | TNB | DISTRIBUTION |  |  | VMH12 | TX | 300062150 | WKLC/PCE/J00179/MB18958 | 18958 | CLOSED | WISMA PJD JALAN RAJA CHULAN | KUALA LUMPUR PUSAT | LKH | INST |  | Pass | null
412307697 | Existing | 44368 | VACUUM | 11 kV | 800 | TNB | DISTRIBUTION |  |  | HV12 | SPARE | 300453259 | WKLC/PCE/J01624/MB44368 | 44368 | OPEN | VERTICAS NO.1 JLN CEYLON BLOCK B | KUALA LUMPUR PUSAT | TOPRANK | INST |  | Pass | null
377398491 | Existing | VCB5 | VACUUM | 11 kV | 630 | TNB | DISTRIBUTION |  | TAMCO | VK 10J 20D | SSU UE3 11KV | 300044522 | WKLC/PPU/G00017/NB5 | 5 | CLOSED | PPU MIHARJA | KUALA LUMPUR PUSAT | TAMCO | INST |  | Pass | null
415745094 | Existing | 16222 | VACUUM | 11 kV | 630 | TNB | DISTRIBUTION |  |  | HV12 | TX2 | 300244884 | WKLC/PCE/J00277/MB16222 | 16222 | CLOSED | ANGKASA IMPIAN JLN SAHABAT | KUALA LUMPUR PUSAT | EPE | INST |  | Pass | null
378160185 | Existing | VCB1 | VACUUM | 11 kV | 630 | TNB | DISTRIBUTION |  | EPE | VFT-12 | VCB1-P/E TELEKOM TMN PUTRA | 310104895 | WKLC/PPU/G00043/NB1 | 1 | OPEN | PPU BANGUNAN MAS BARU | KUALA LUMPUR PUSAT |  |  |  | Pass | null
418734107 | Existing | 6815 | VACUUM | 11 kV | 630 | TNB | DISTRIBUTION |  |  | VFT 12 | JALAN ALOR / JALAN HICK | 300063626 | WKLC/PCE/J00445/MB6815 | 6815 | CLOSED | PE DOWN TOWN CONDO | KUALA LUMPUR PUSAT | EPE | INST |  | Pass | null
418150420 | Existing | 40298 | VACUUM | 11 kV | 630 | TNB | DISTRIBUTION |  |  | VFT-12 | BUS SECTION | 300268613 | WKLC/PCE/J01440/MB40298 | 40298 | CLOSED | ONE KLCC JLN PINANG | KUALA LUMPUR PUSAT | EPE | INST |  | Pass | null
418523470 | Existing | 7958 | VACUUM | 11 kV | 630 | TNB | DISTRIBUTION |  |  | N/A | JALAN DAGANG 6/3 TAMAN DAGANG | 300064754 | WKLC/PCE/J00648/MB7958 | 7958 | CLOSED | TAMAN AHMAD RAZALI NO.2 | KUALA LUMPUR PUSAT | GEC | INST |  | Pass | null
411998406 | Existing |  | VACUUM | 11 kV | 0 | TNB | DISTRIBUTION | [6 empty] | 52361 | CLOSED |  | KUALA LUMPUR PUSAT |  |  |  | Pass | null
377672823 | Existing | 7L5 | VACUUM | 33 kV | 1 | TNB | DISTRIBUTION |  | TAMCO | VY30M25D | PPU TAMAN MIHARJA | 300044021 | WKLC/PMU/G00008/MB7L5 | 5L5 | OPEN | PMU PUDU ULU 132/33/11KV | KUALA LUMPUR PUSAT | TAMCO | INST |  | Pass | null
377588704 | Existing | VCB13 | VACUUM | 11 kV | 630 | TNB | DISTRIBUTION |  | TAMCO | VK 10J 20D | CAPASITOR BANK | 300044626 | WKLC/PPU/G00021/NB13 | 13 | CLOSED | PPU PHILEO | KUALA LUMPUR PUSAT | TAMCO | INST |  | Pass | null
418159614 | Existing | 40421 | VACUUM | 11 kV | 630 | TNB | DISTRIBUTION |  |  | VFT12 | PADAT JALAN MADGE | 300284591 | WKLC/PCE/J01502/MB40421 | 40421 | CLOSED | JUTAWARNA JLN MADGE | KUALA LUMPUR PUSAT | EPE | INST |  | Pass | null
377364400 | Existing | VCB9 | VACUUM | 11 kV | 630 | TNB | DISTRIBUTION |  | TAMCO | VK-10J20D | SWISS GARDEN RES. JLN GALLOWAY | 300044272 | WKLC/PPU/G00008/NB9 | 9 | CLOSED | PPU JALAN PUDU | KUALA LUMPUR PUSAT |  | INST |  | Pass | null
377364432 | Existing | 3P5 | VACUUM | 33 kV | 1 | TNB | DISTRIBUTION |  | TAMCO | VY-30M25D | 3P5-SPARE | 300044253 | WKLC/PPU/G00008/MB3P5 | 3P5 | OPEN | PPU JALAN PUDU | KUALA LUMPUR PUSAT | TAMCO | INST |  | Pass | null
377949641 | Existing | 2HO | VACUUM | 33 kV | 1 | TNB | DISTRIBUTION |  | TAMCO | GV 30M 25D | 30 MVA TX2 | 300286539 | WKLC/PPU/G00037/MB2HO | 2HO | CLOSED | PPU PLAZA DUTA (AVENUE K) | KUALA LUMPUR PUSAT | TAMCO | INST |  | Pass | null
63372473 | Existing | VCB1 | VACUUM | 11 kV | 630 | TNB | DISTRIBUTION |  | TOSHIBA | VK-10J25D | ORIENTAL BANK | 300043875 | WKLC/PMU/G00002/NB1 | 1 | CLOSED | PMU BUKIT MAHKAMAH 132/33/11KV | KUALA LUMPUR PUSAT | TOSHIBA | INST |  | Pass | null
412701440 | Existing | 10448 | VACUUM | 11 kV | 630 | TNB | DISTRIBUTION |  |  | V-10F-20 | DESA VILLA NO.1 | 300245032 | WKLC/PCE/J00170/MB10448 | 10448 | CLOSED | MENARA SEPUTEH | KUALA LUMPUR SELATAN | HITACHI | INST |  | Fail | Please check "Operational Area"
417695402 | Existing | N/A | VACUUM | 11 kV | 630 | TNB | DISTRIBUTION |  |  | VK10J20H | TRANSFORMER | 300244735 | WKLC/PCE/J01297/MB7908 | 7908 | CLOSED | TELEKOM SAN PENG | KUALA LUMPUR PUSAT | TAMCO | INST |  | Pass | null
412349537 | Existing | 41972 | VACUUM | 11 kV | 630 | TNB | DISTRIBUTION |  |  | VK 10J20H | MSB PENGGUNA NO.1 | 300284868 | WKLC/PCE/J01515/MB41972 | 41972 | CLOSED | SSU F&N JALAN METRO PUDU | KUALA LUMPUR PUSAT | TAMCO | INST |  | Pass | null
416827197 | Existing | 49380 | VACUUM | 11 kV | 630 | TNB | DISTRIBUTION |  |  | 8BK-88E A1 | P/P L/C 5 TKT BKT .PERMAI | 311297269 | WKLC/PCE/J01881/MB49380 | 49380 | CLOSED | KILANG AIS BT. PERMAI JLN BT. PERMAI UT | KUALA LUMPUR PUSAT | ITEM | INST | YTBC | Pass | null
417862981 | Existing | 703 | VACUUM | 11 kV | 630 | TNB | DISTRIBUTION |  |  | VK10J25H | TX | 300244808 | WKLC/PCE/J00043/MB703 | 703 | CLOSED | RUMAH AWANG ALAK BETATAR | KUALA LUMPUR PUSAT | TAMCO | INST |  | Pass | null
416303628 | Existing |  | VACUUM | 11 kV | 0 | TNB | DISTRIBUTION | [6 empty] | 48359 | CLOSED | SSU GLENEAGLES JLN AMPANG | KUALA LUMPUR PUSAT |  |  |  | Pass | null
417179313 | Existing | 38534 | VACUUM | 11 kV | 630 | TNB | DISTRIBUTION |  |  | 8BK-88E A1 | BLOK 3 DESA LEMBAH PERMAI JLN | 300265562 | WKLC/PCE/J01426/MB38534 | 38534 | CLOSED | BLK 4 DESA LEMBAH PERMAI JLN BKT BELACAN | KUALA LUMPUR PUSAT | ITEM | INST |  | Pass | null
377589106 | Existing | 2HO | VACUUM | 33 kV | 630 | TNB | DISTRIBUTION |  |  | 30FSG-25A | 2HO - 30 MVA TX2 | 300044646 | WKLC/PPU/G00022/MB2HO | 2HO | CLOSED | PPU PNB/LUTH | KUALA LUMPUR PUSAT | MITSUBISHI | INST |  | Pass | null
377590756 | Existing | VCB9 | VACUUM | 11 kV | 630 | TNB | DISTRIBUTION |  | TAMCO | VK 10J 20D | RHB NO 2 | 300044719 | WKLC/PPU/G00024/NB9 | 9 | CLOSED | PPU STAR HILL | KUALA LUMPUR PUSAT | TAMCO | INST |  | Pass | null
412194481 | Existing | 47552 | VACUUM | 11 kV | 630 | TNB | DISTRIBUTION |  |  | HV12 | PENGGUNA 11KV | 311279646 | WKLC/PCE/J01646/MB47552 | 47552 | CLOSED | SSU FEDERAL AUTO JLN SYED PUTRA | KUALA LUMPUR PUSAT | TOSHIBA | INST | YTBC | Pass | null
411997983 | Existing | 50783 | VACUUM | 11 kV | 630 | TNB | DISTRIBUTION |  |  | VK10J20H | MSB CONSUMER | 311297354 | WKLC/PCE/J01802/MB50783 | 50783 | CLOSED | PE SUNWAY VELOCITY FASA 3D | KUALA LUMPUR PUSAT | TAMCO | INST | YTBC | Pass | null
418446024 | Existing | 5081 | VACUUM | 11 kV | 630 | TNB | DISTRIBUTION |  |  | VK 10J20H | PPU HOTEL ISTANA CB14 | 300063845 | WKLC/PCE/J00485/MB5081 | 5081 | CLOSED | WISMA BUDIMAN | KUALA LUMPUR PUSAT | TAMCO | INST |  | Pass | null
417969766 | Existing | 21921 | VACUUM | 11 kV | 630 | TNB | DISTRIBUTION |  |  | VK10J20H | BLOK C KONDO JALAN 1/16 PA | 300061843 | WKLC/PCE/J00119/MB21921 | 21921 | OPEN | BLK D KONDO JLN 1/16 PANDAN INDAH | KUALA LUMPUR PUSAT | TAMCO | INST |  | Pass | null
418523997 | Existing | 32591 | VACUUM | 11 kV | 630 | TNB | DISTRIBUTION |  |  | HICLAD 12A20 | TX | 300244924 | WKLC/PCE/J01152/MB32591 | 32591 | CLOSED | JLN DAGANG 6/3 TMN DAGANG | KUALA LUMPUR PUSAT | EPE | INST |  | Pass | null
377375422 | Existing | VCB1 | VACUUM | 11 kV | 630 | TNB | DISTRIBUTION |  | EPE | VFT-12 | P/E TELEKOM TMN PUTRA | 300285808 | WKLC/PPU/G00032/NB1 | 1 | CLOSED | PPU HOSPITAL AMPANG | KUALA LUMPUR PUSAT | EPE | INST |  | Pass | null
377375486 | Existing | 3P5 | VACUUM | 33 kV | 1 | TNB | DISTRIBUTION |  | EPE | VGA-32 | 3P5 - PPU PANDAN INDAH | 300285751 | WKLC/PPU/G00032/MB3P5 | 3P5 | OPEN | PPU HOSPITAL AMPANG | KUALA LUMPUR PUSAT | EPE | INST |  | Pass | null
416548095 | Existing | 11375 | VACUUM | 11 kV | 630 | TNB | DISTRIBUTION |  |  | VK10J20H | P/E TAMAN AHMAD RAZALI NO 5 | 300064369 | WKLC/PCE/J00583/MB11375 | 11375 | CLOSED | ONE AMPANG AVENUE NO.2 | KUALA LUMPUR PUSAT | TAMCO | INST |  | Pass | null
416441299 | Existing | 48113 | VACUUM | 11 kV | 630 | TNB | DISTRIBUTION |  |  | 8BK-88E-A1 | PPU UNION SQUARE CB7 | 300537456 | WKLC/PCE/J01771/MB1 | 48113 | CLOSED | SUMMER SUITE JALAN CENDANA | KUALA LUMPUR PUSAT | ITEM | INST | YTBC | Pass | null
377521373 | Existing | 2P5 | VACUUM | 33 kV | 1 | TNB | DISTRIBUTION |  | ABB | VD4X 3612-25 | 1HO - 30MVA TX 1 | 300292250 | WKLC/PPU/G00003/MB2P5 | 2P5 | OPEN | PPU BUKIT BINTANG | KUALA LUMPUR PUSAT | ABB | INST |  | Pass | null
377522767 | Existing | VCB5 | VACUUM | 11 kV | 630 | TNB | DISTRIBUTION |  | TAMCO | VK-10J20D | AMPG CITY APARTMENT | 300044061 | WKLC/PPU/G00001/NB5 | 5 | CLOSED | PPU AMPANG SPECIALIST CENTRE | KUALA LUMPUR PUSAT | TAMCO | INST |  | Pass | null
416548343 | Existing | 11890 | VACUUM | 11 kV | 630 | TNB | DISTRIBUTION |  |  | V-10F-20 | TX1 | 300065331 | WKLC/PCE/J00754/MB11890 | 11890 | CLOSED | TAMAN AHMAD RAZALI NO.5 | KUALA LUMPUR PUSAT | HITACHI | INST |  | Pass | null
416019991 | Existing | 38570 | VACUUM | 11 kV | 630 | TNB | DISTRIBUTION |  |  | VFT-12 106 | PENGGUNA 11KV | 311279598 | WKLC/PCE/J01672/MB38570 | 38570 | CLOSED | BLK PEJ 170 JLN PERAK | KUALA LUMPUR PUSAT | EPE | INST | YTBC | Pass | null
417145190 | Existing | 12525 | VACUUM | 11 kV | 630 | TNB | DISTRIBUTION |  |  | VK10J20H | TX | 300064332 | WKLC/PCE/J00577/MB12525 | 12525 | CLOSED | WISMA TAN & TAN | KUALA LUMPUR PUSAT | TAMCO | INST |  | Pass | null
419158949 | Existing | 47179 | VACUUM | 11 kV | 630 | TNB | DISTRIBUTION |  |  | 8BK-88E | BUS SECTION | 311297163 | WKLC/PCE/J00074/MB47179 | 47179 | OPEN | TAMAN CEMPAKA NO.1 | KUALA LUMPUR PUSAT | ITEM | INST | YTBC | Pass | null
377301603 | Existing | 2S5 | VACUUM | 33 kV | 1 | TNB | DISTRIBUTION |  | ITEM | 8DB 10 | 2S5-PODIUM | 300287104 | WKLC/SSU/G00007/MB2S5 | 2S5 | CLOSED | SSU PAVILLION | KUALA LUMPUR PUSAT | ITEM | INST |  | Pass | null
377555872 | Existing | VCB31 | VACUUM | 11 kV | 2 | TNB | DISTRIBUTION |  | TAMCO | VK10P25D | 30 MVA TX 1 | 300044574 | WKLC/PPU/G00019/NB31 | 31 | CLOSED | PPU PANDAN INDAH | KUALA LUMPUR PUSAT | TAMCO | INST |  | Pass | null
417571598 | Existing | 22080 | VACUUM | 11 kV | 630 | TNB | DISTRIBUTION |  |  | VK10J20H | J 6/8 TMN KOMERSIAL PNDN INDH | 300066582 | WKLC/PCE/J00968/MB22080 | 22080 | CLOSED | JLN 6/6 TMN KOMERSIAL PANDAN INDAH | KUALA LUMPUR PUSAT | TAMCO | INST |  | Pass | null
377979997 | Existing |  | VACUUM | 33 kV | 0 | TNB | DISTRIBUTION | [6 empty] | 2W0 | CLOSED | SSU DCC(KLCC) | KUALA LUMPUR PUSAT |  |  |  | Pass | null
377590333 | Existing | 1HO | VACUUM | 33 kV | 1 | TNB | DISTRIBUTION |  | TAMCO | VY-30M 25D | 1HO - 30 MVA TX 1 | 300044694 | WKLC/PPU/G00024/MB1HO | 1HO | CLOSED | PPU STAR HILL | KUALA LUMPUR PUSAT | TAMCO | INST |  | Pass | null
377591158 | Existing | VCB3 | VACUUM | 11 kV | 630 | TNB | DISTRIBUTION |  | TAMCO | VK 10J 20D | LRT DEPOH AMPANG | 300044739 | WKLC/PPU/G00025/NB3 | 3 | CLOSED | PPU TAMAN DATOK AHMAD RAZALI | KUALA LUMPUR PUSAT | TAMCO | INST |  | Pass | null
377592015 | Existing | VCB16 | VACUUM | 11 kV | 1 | TNB | DISTRIBUTION |  | TAMCO | VK 10M 20D | LOCAL TX | 300044767 | WKLC/PPU/G00026/NB16 | 16 | CLOSED | PPU TAMAN KOSAS | KUALA LUMPUR PUSAT | TAMCO | INST |  | Pass | null
411305120 | Existing | 6850 | VACUUM | 11 kV | 630 | TNB | DISTRIBUTION |  |  | VK 10J20H | SPARE | 300062703 | WKLC/PCE/J00280/MB6850 | 6850 | OPEN | SOUTHERN BANK | KUALA LUMPUR PUSAT | TAMCO | INST |  | Pass | null
416715535 | Existing |  | VACUUM | 11 kV | 0 | TNB | DISTRIBUTION | [6 empty] | 52159 | CLOSED | KOMPLEKS BUDAYA KRAF | KUALA LUMPUR PUSAT |  |  |  | Pass | null
418643557 | Existing |  | VACUUM | 11 kV | 0 | TNB | DISTRIBUTION |  |  |  |  | 300062791 | WKLC/PCE/J00298/MB7790 | 7790 | CLOSED | PE NAGARIA | KUALA LUMPUR PUSAT |  |  |  | Pass | null
378147704 | Existing |  | VACUUM | 11 kV | 0 | TNB | DISTRIBUTION | [6 empty] | 3 | OPEN | PPU KL ECO CITY NO 2 | KUALA LUMPUR PUSAT |  |  |  | Pass | null
377592789 | Existing | VCB31 | VACUUM | 11 kV | 2 | TNB | DISTRIBUTION |  | TAMCO | VK 10P 25D | 30 MVA TX 1 | 300044824 | WKLC/PPU/G00028/NB31 | 31 | CLOSED | PPU TELEKOM BRICKFIELD | KUALA LUMPUR PUSAT | TAMCO | INST |  | Pass | null
416969964 | Existing | 51436 | VACUUM | 11 kV | 630 | TNB | DISTRIBUTION |  |  | 3AH5104-2 | MSB PENGGUNA 11 KV TENANT | 311600933 | WKLC/PCE/J01762/MB51436 | 51436 | CLOSED | SSU 1 3TOWER JLN AMPANG | KUALA LUMPUR PUSAT | ITEM | INST | YTBC | Pass | null
417552890 | Existing | 8296 | VACUUM | 11 kV | 630 | TNB | DISTRIBUTION |  |  | VFT12 | TX | 300064881 | WKLC/PCE/J00668/MB8296 | 8296 | CLOSED | TAMAN HALAMAN N0.2 | KUALA LUMPUR PUSAT | EPE | INST |  | Pass | null
417935656 | Existing | 40921 | VACUUM | 11 kV | 630 | TNB | DISTRIBUTION |  |  | 8BK-88E A1 | PERMAI VILLA JALAN PERMAI M | 300270269 | WKLC/PCE/J01470/MB40921 | 40921 | CLOSED | PERMAI RIA JLN PERMAI M | KUALA LUMPUR PUSAT | ITEM | INST |  | Pass | null
412045218 | Existing | 8763 | VACUUM | 11 kV | 630 | TNB | DISTRIBUTION |  |  | VHIH | PPU PUDU ULU | 300063019 | WKLC/PCE/J00344/MB8763 | 8763 | CLOSED | UNITED SAGAWA | KUALA LUMPUR PUSAT | TAMCO | DLFL INST |  | Pass | null
409120727 | Existing |  | VACUUM | 11 kV | 0 | TNB | DISTRIBUTION | [6 empty] | 2 | OPEN | PPU WARISAN TRADISI | KUALA LUMPUR PUSAT |  |  |  | Pass | null
417038131 | Existing | 3484 | VACUUM | 11 kV | 630 | TNB | DISTRIBUTION |  |  |  | TX 2 | 311279622 | WKLC/PCE/J00962/MB3484 | 3484 | CLOSED | HONG LEONG JLN RODGER | KUALA LUMPUR PUSAT |  | INST | YTBC | Pass | null
377301468 | Existing | 6S5 | VACUUM | 33 kV | 1 | TNB | DISTRIBUTION |  | ITEM | 8DB 10 | 6S5 - SPARE | 300316081 | WKLC/SSU/G00007/MB6S5 | 6S5 | CLOSED | SSU PAVILLION | KUALA LUMPUR PUSAT | ITEM | INST |  | Pass | null
419597343 | Existing |  | VACUUM | 11 kV | 0 | TNB | DISTRIBUTION |  |  | 8BK-88E A1 |  | 311561382 | WKLC/PCE/J01898/MB4 | 52517 | CLOSED | PE MENARA M101 JALAN BABA | KUALA LUMPUR PUSAT | ITEM INDUSTRIAL ENGINEERING | INST | YTBC | Pass | null
377304352 | Existing | VCB32 | VACUUM | 11 kV | 2 | TNB | DISTRIBUTION |  | TAMCO | VK 10P 25D | 30 MVA TX 2 | 300044900 | WKLC/PPU/G00031/NB32 | 32 | CLOSED | PPU YOW CHUAN PLAZA | KUALA LUMPUR PUSAT | TAMCO | INST |  | Pass | null
418227686 | Existing | 51091 | VACUUM | 11 kV | 800 | TNB | DISTRIBUTION |  |  | HV-12 | LPK GETAH | 311279540 | WKLC/PCE/J01808/MB51091 | 51091 | OPEN | SSU MENARA TR 2 JLN AMPANG | KUALA LUMPUR PUSAT | TOSHIBA | INST | YTBC | Pass | null
417205205 | Existing | 42712 | VACUUM | 11 kV | 630 | TNB | DISTRIBUTION |  |  | 3AH5 103-1 | SPARE | 300293321 | WKLC/PCE/J01567/MB42712 | 42712 | OPEN | THE PEARL JALAN STONOR | KUALA LUMPUR PUSAT | ITEM | INST |  | Pass | null
418159652 | Existing | 40416 | VACUUM | 11 kV | 630 | TNB | DISTRIBUTION |  |  | VFT12 | U THANT RESIDENT | 300284582 | WKLC/PCE/J01502/MB40416 | 40416 | CLOSED | JUTAWARNA JLN MADGE | KUALA LUMPUR PUSAT | EPE | INST |  | Pass | null
417011847 | Existing | 28550 | VACUUM | 11 kV | 630 | TNB | DISTRIBUTION |  |  | SBV-4 | BDR BARU AMPANG NO 9 | 300061375 | WKLC/PCE/J00034/MB28550 | 28550 | CLOSED | AMPANG ULTIMA APARTMENT JLN WAWASAN AMPA | KUALA LUMPUR PUSAT | MAHKOTA | INST |  | Pass | null
407543996 | Existing | 3S5 | VACUUM | 33 kV | 1 | TNB | DISTRIBUTION |  |  |  | POT END | 311031677 | WKLC/SSU/G00032/MB5 | 5S5 | CLOSED | SSU EQUATORIAL | KUALA LUMPUR PUSAT | TSG | INST | YTBC | Pass | null
412307664 | Existing | 44365 | VACUUM | 11 kV | 800 | TNB | DISTRIBUTION |  |  | HV12 | "PENGGUNA 11KV MSB NO,2" | 300453262 | WKLC/PCE/J01624/MB44365 | 44365 | CLOSED | VERTICAS NO.1 JLN CEYLON BLOCK B | KUALA LUMPUR PUSAT | TOPRANK | INST |  | Pass | null
419081951 | Existing | 17924 | VACUUM | 11 kV | 630 | TNB | DISTRIBUTION |  |  | VMH12 | PPU ST MARY CB 5 | 300061953 | WKLC/PCE/J00141/MB17924 | 17924 | OPEN | ARAB MALAYSIAN BANK | KUALA LUMPUR PUSAT | LKH HSS | INST |  | Pass | null
415938355 | Existing | 38713 | VACUUM | 11 kV | 630 | TNB | DISTRIBUTION |  |  | 12A20 | PPU UNION SQUARE CB 7 | 300291267 | WKLC/PCE/J01554/MB38713 | 38713 | CLOSED | CENDANA APARMENT JLN SULTAN ISMAIL | KUALA LUMPUR PUSAT | EPE | INST |  | Pass | null
417999671 | Existing |  | VACUUM | 33 kV | 0 | TNB | DISTRIBUTION | [6 empty] | 4P5 | OPEN | PPU BANDAR BARU AMPANG D-WKL-S04-9079 | KUALA LUMPUR PUSAT |  |  |  | Pass | null
412229247 | Existing | 28309 | VACUUM | 11 kV | 630 | TNB | DISTRIBUTION |  |  | N/A | LORNIE ROAD | 300245082 | WKLC/PCE/J01077/MB28309 | 28309 | CLOSED | P/PURI JLN TMN SEPUTEH OFF JLN SYED PUTR | KUALA LUMPUR PUSAT | GEC | INST |  | Pass | null
416775678 | Existing | 7573 | VACUUM | 11 kV | 630 | TNB | DISTRIBUTION |  |  | VK 10J20H | CABLE ABADONED | 10001064 | WKLC/PCE/J00190/MB7573 | 7573 | OPEN | WISMA GENTING | KUALA LUMPUR PUSAT | TAMCO | INST |  | Pass | null
377799343 | Existing | 2HO | VACUUM | 33 kV | 1 | TNB | DISTRIBUTION |  | TAMCO | GV 30M 25B | 2HO-30MVA TX2 | 300044309 | WKLC/PPU/G00010/MB2HO | 2HO | CLOSED | PPU JALAN SG BESI | KUALA LUMPUR PUSAT | TAMCO | INST |  | Pass | null
406272554 | Existing | 29828 | VACUUM | 11 kV | 630 | TNB | DISTRIBUTION |  |  | UNIVAC 12/20 | TX2 | 10000569 | WKLC/PCE/J00888/MB29828 | 29828 | CLOSED | NO.1 BKT PERMAI UTAMA | KUALA LUMPUR SELATAN | UNIVAC | INST |  | Fail | Please check "Operational Area"
377592651 | Existing | VCB34 | VACUUM | 11 kV | 2 | TNB | DISTRIBUTION |  | TAMCO | VK 10P 25D | BUS COUPLER | 300044826 | WKLC/PPU/G00028/NB34 | 34 | CLOSED | PPU TELEKOM BRICKFIELD | KUALA LUMPUR PUSAT | TAMCO | INST |  | Pass | null
378160280 | Existing | 3P5 | VACUUM | 33 kV | 1 | TNB | DISTRIBUTION |  | EPE | VGA-32 | 3P5 - PPU PANDAN INDAH | 310104882 | WKLC/PPU/G00043/MB8 | 2HO | CLOSED | PPU BANGUNAN MAS BARU | KUALA LUMPUR PUSAT |  |  |  | Pass | null
417811206 | Existing | 16405 | VACUUM | 11 kV | 630 | TNB | DISTRIBUTION |  |  | VK10J20H | TRANSFORMER 1 | 300244626 | WKLC/PCE/J01095/MB16405 | 16405 | CLOSED | P/PURI SRI MUTIARA | KUALA LUMPUR PUSAT | TAMCO | INST |  | Pass | null
418648529 | Existing | 15635 | VACUUM | 11 kV | 630 | TNB | DISTRIBUTION |  |  | HV-12 | MENARA PINANG | 300062402 | WKLC/PCE/J00222/MB15635 | 15635 | CLOSED | SRI KIA PENG CONDOMINIUM | KUALA LUMPUR PUSAT | TOPRANK | INST |  | Pass | null
418150451 | Existing | 42859 | VACUUM | 11 kV | 630 | TNB | DISTRIBUTION |  |  | 3AH5 103-1 | PPU AVENUE K CB 2 | 300292926 | WKLC/PCE/J01565/MB42859 | 42859 | CLOSED | APARTMENT PANORAMA NO.2 PERS HAMPSHIRE | KUALA LUMPUR PUSAT | ITEM | INST |  | Pass | null
411997548 | Existing |  | VACUUM | 11 kV | 630 | TNB | DISTRIBUTION |  |  | 8BK88E |  | 300532078 | WKLC/PCE/J01764/MB1 | 49636 | CLOSED | SSU VELOCITY FASA 3 JLN PEEL | KUALA LUMPUR PUSAT | ITEM | INST | YTBC | Pass | null
377694546 | Existing | 9L5 | VACUUM | 33 kV | 1 | TNB | DISTRIBUTION |  | EPE | VJ-32 | CONSUMER CHILING PLANT | 300043929 | WKLC/PMU/G00005/MB9L5 | 9L5 | CLOSED | PMU KLCC 132/33/11KV | KUALA LUMPUR PUSAT | EPE | INST |  | Pass | null
377694514 | Existing | VCB12 | VACUUM | 11 kV | 630 | TNB | DISTRIBUTION |  | EPE | VFT-12D | S.SUIS KLCC B | 300043933 | WKLC/PMU/G00005/NB12 | 12 | CLOSED | PMU KLCC 132/33/11KV | KUALA LUMPUR PUSAT | EPE | INST |  | Pass | null
377364463 | Existing | VCB7 | VACUUM | 11 kV | 630 | TNB | DISTRIBUTION |  | TAMCO | VK-10J20D | LIM FOO YONG | 300286368 | WKLC/PPU/G00007/NB7 | 7 | CLOSED | PPU HOTEL ISTANA | KUALA LUMPUR PUSAT | TAMCO | INST |  | Pass | null
415929947 | Existing | 6961 | VACUUM | 11 kV | 630 | TNB | DISTRIBUTION |  |  | 8BK-88E | 11KV CONSUMER | 300064042 | WKLC/PCE/J00525/MB6961 | 6961 | CLOSED | MING COURT HOTEL | KUALA LUMPUR PUSAT | ITEM | INST |  | Pass | null
415929883 | Existing | 18241 | VACUUM | 11 kV | 630 | TNB | DISTRIBUTION |  |  | HV-12 | 11KV CONSUMER | 300061499 | WKLC/PCE/J00059/MB18241 | 18241 | CLOSED | AMPANG TOWER | KUALA LUMPUR PUSAT | TOSHIBA | INST |  | Pass | null
412349504 | Existing | 41971 | VACUUM | 11 kV | 630 | TNB | DISTRIBUTION |  |  | VK 10J20H | PPU SG BESI CB 6 | 300284867 | WKLC/PCE/J01515/MB41971 | 41971 | CLOSED | SSU F&N JALAN METRO PUDU | KUALA LUMPUR PUSAT | TAMCO | INST |  | Pass | null
417862980 | Existing | 702 | VACUUM | 11 kV | 630 | TNB | DISTRIBUTION |  |  | VK10J25H | BALAI POLIS JLN TUN RAZAK | 300244807 | WKLC/PCE/J00043/MB702 | 702 | CLOSED | RUMAH AWANG ALAK BETATAR | KUALA LUMPUR PUSAT | TAMCO | INST |  | Pass | null
412271247 | Existing | 7462 | VACUUM | 11 kV | 630 | TNB | DISTRIBUTION |  |  | VK 10J25H | WISMA BOND | 300063725 | WKLC/PCE/J00463/MB7462 | 7462 | CLOSED | BOUGAIN | KUALA LUMPUR PUSAT | TAMCO | INST |  | Pass | null
419177194 | Existing | 22468 | VACUUM | 11 kV | 630 | TNB | DISTRIBUTION |  |  | VK10J20H | MING COURT HOTEL | 300245098 | WKLC/PCE/J00070/MB22468 | 22468 | OPEN | KONDO 6/8 PERS HAMPSHIRE JLN AMPANG | KUALA LUMPUR PUSAT | TAMCO | INST |  | Pass | null
419177130 | Existing | 6662 | VACUUM | 11 kV | 630 | TNB | DISTRIBUTION |  |  | HV-12 | KONDO PERSIARAN HAMPSHIRE | 300064600 | WKLC/PCE/J00622/MB6662 | 6662 | CLOSED | WISMA ONN TAI NO.1 | KUALA LUMPUR PUSAT | TOPRANK | INST |  | Pass | null
406272527 | Existing | 29825 | VACUUM | 11 kV | 630 | TNB | DISTRIBUTION |  |  | UNIVAC 12/20 | TX1 | 300066132 | WKLC/PCE/J00888/MB29825 | 29825 | CLOSED | NO.1 BKT PERMAI UTAMA | KUALA LUMPUR SELATAN | UNIVAC | INST |  | Fail | Please check "Operational Area"
411997982 | Existing | 50786 | VACUUM | 11 kV | 630 | TNB | DISTRIBUTION |  |  | VK10J20H | BUS TIE | 311297357 | WKLC/PCE/J01802/MB50786 | 50786 | CLOSED | PE SUNWAY VELOCITY FASA 3D | KUALA LUMPUR PUSAT | TAMCO | INST | YTBC | Pass | null
416372050 | Existing | 14390 | VACUUM | 11 kV | 630 | TNB | DISTRIBUTION |  |  | VMH 12 | P/E KPJ AMPANG PUTERI | 300065353 | WKLC/PCE/J00758/MB14390 | 14390 | CLOSED | AMPANG PUTERI SPECIALIST CENTRE | KUALA LUMPUR PUSAT | LKH | INST |  | Pass | null
416178788 | Existing | 12562 | VACUUM | 11 kV | 630 | TNB | DISTRIBUTION |  |  | VFT - 12 | TX 2 | 300244873 | WKLC/PCE/J00825/MB12562 | 12562 | CLOSED | MUTIARA VILLA | KUALA LUMPUR PUSAT | EPE | INST |  | Pass | null
377395811 | Existing | VCB30 | VACUUM | 11 kV | 2 | TNB | DISTRIBUTION |  | TAMCO | VK 10P 25D | BUS SECTION | 300044408 | WKLC/PPU/G00013/NB30 | 30 | CLOSED | PPU KLCC | KUALA LUMPUR PUSAT |  | INST |  | Pass | null
419751395 | Existing | 12300 | VACUUM | 11 kV | 630 | TNB | DISTRIBUTION |  |  | VK10J20H | "CONDO BLOK C, TAMAN ANGSANA H | 300061921 | WKLC/PCE/J00136/MB12300 | 12300 | CLOSED | TAMAN SRI AMPANG HILIR NO.2 | KUALA LUMPUR PUSAT | TAMCO | INST |  | Pass | null
411691732 | Existing | 13323 | VACUUM | 11 kV | 630 | TNB | DISTRIBUTION |  |  | VK 10J25H | BUS SECTION | 300245154 | WKLC/PCE/J00037/MB20838 | 13323 | OPEN | HONG LEONG HQ | KUALA LUMPUR PUSAT | TAMCO | INST |  | Pass | null
377673120 | Existing | 1L5 | VACUUM | 33 kV | 1 | TNB | DISTRIBUTION |  | TAMCO | VY30M25D | PPU PANDAN JAYA | 300043979 | WKLC/PMU/G00007/MB1L5 | 1 | CLOSED | PMU PANDAN MAJU 132/33/11KV | KUALA LUMPUR PUSAT | TAMCO | INST |  | Pass | null
417145819 | Existing | 39990 | VACUUM | 11 kV | 630 | TNB | DISTRIBUTION |  |  | 12A20 | PENGGUNA 11KV | 300268744 | WKLC/PCE/J01456/MB39990 | 39990 | CLOSED | AVARE KONDO LRG KUDA | KUALA LUMPUR PUSAT | EPE | INST |  | Pass | null
417441726 | Existing | 9028 | VACUUM | 11 kV | 630 | TNB | DISTRIBUTION |  |  | VFT-12 | CONSUMER | 300244898 | WKLC/PCE/J01049/MB9028 | 9028 | CLOSED | WISMA TUN SAMBANTHAN | KUALA LUMPUR PUSAT | EPE | INST |  | Pass | null
417553024 | Existing | 7538 | VACUUM | 11 kV | 630 | TNB | DISTRIBUTION |  |  | VK10J20H | DAGANG JAYA NO 2 | 300064995 | WKLC/PCE/J00689/MB7538 | 7535 | CLOSED | TAMAN KESUMA | KUALA LUMPUR PUSAT | TAMCO | INST |  | Pass | null
411700211 | Existing | 45320 | VACUUM | 11 kV | 630 | TNB | DISTRIBUTION |  |  | VK10J20H | PMU KLCC CB7 | 311319612 | WKLC/PCE/J01609/MB45320 | 45320 | CLOSED | 1 PERSIARAN KLCC | KUALA LUMPUR PUSAT | TAMCO | INST | YTBC | Pass | null
416831499 | Existing | 8960 | VACUUM | 11 kV | 630 | TNB | DISTRIBUTION |  |  | 3AH5 103-2 | P/E RHB NO 2 | 311279625 | WKLC/PCE/J00543/MB8960 | 8960 | CLOSED | ROYAL SELANGOR GOLF CLUB | KUALA LUMPUR PUSAT | ITEM | INST | YTBC | Pass | null
416831723 | Existing | 40218 | VACUUM | 11 kV | 630 | TNB | DISTRIBUTION |  |  | VK 10J20H | PENGGUNA 11KV | 300268780 | WKLC/PCE/J01462/MB40218 | 40218 | CLOSED | 231 P/PURI SERVIS JLN TUN RAZAK | KUALA LUMPUR PUSAT | TAMCO | INST |  | Pass | null
377375325 | Existing | 4P5 | VACUUM | 33 kV | 1 | TNB | DISTRIBUTION |  | EPE | VGA-32 | 4P5 - PPU MPAJ | 300285760 | WKLC/PPU/G00032/MB4P5 | 4P5 | OPEN | PPU HOSPITAL AMPANG | KUALA LUMPUR PUSAT | EPE | INST |  | Pass | null
416587121 | Existing | 16931 | VACUUM | 11 kV | 630 | TNB | DISTRIBUTION |  |  | VK10J20H | P/E SEK KUEN CHENG JLN BRICKFI | 300245166 | WKLC/PCE/J01225/MB16931 | 16931 | CLOSED | BUDGET HOTEL JLN KG ATTAP | KUALA LUMPUR PUSAT | TAMCO | INST |  | Pass | null
377521276 | Existing | 1P5 | VACUUM | 33 kV | 1 | TNB | DISTRIBUTION |  | ABB | VD4X 3612-25 | 1HO - 30MVA TX 1 | 300292249 | WKLC/PPU/G00003/MB1P5 | 1P5 | CLOSED | PPU BUKIT BINTANG | KUALA LUMPUR PUSAT | ABB | INST |  | Pass | null
416509561 | Existing | 29963 | VACUUM | 11 kV | 630 | TNB | DISTRIBUTION |  |  | UNIVAC 12 | TX | 300245110 | WKLC/PCE/J00014/MB29963 | 29963 | CLOSED | BLK A RMH PANGSA KOS RDHTMN BKT TERATAI | KUALA LUMPUR PUSAT | UNIVAC | INST |  | Pass | null
419082213 | Existing | 9389 | VACUUM | 11 kV | 630 | TNB | DISTRIBUTION |  |  | VK 10J20H | 11KV CONSUMER | 300063805 | WKLC/PCE/J00479/MB9389 | 9389 | CLOSED | REGENT HOTEL ( GRAND MILLENNIUM KL ) | KUALA LUMPUR PUSAT | TAMCO | INST |  | Pass | null
377673382 | Existing | 11L5 | VACUUM | 33 kV | 1 | TNB | DISTRIBUTION |  | TAMCO | VY30M25D | PANDAN INDAH | 300043977 | WKLC/PMU/G00007/MB11L5 | 11 | CLOSED | PMU PANDAN MAJU 132/33/11KV | KUALA LUMPUR PUSAT | TAMCO | INST |  | Pass | null
412284424 | Existing |  | VACUUM | 11 kV | 0 | TNB | DISTRIBUTION | [6 empty] | 51697 | CLOSED | AIK HUA NO.2 | KUALA LUMPUR PUSAT |  |  |  | Pass | null
377396405 | Existing | 3P5 | VACUUM | 33 kV | 1 | TNB | DISTRIBUTION |  | ABB | N/A | SPARE | 300044426 | WKLC/PPU/G00014/MB3P5 | 3P5 | OPEN | PPU LOW YATT | KUALA LUMPUR PUSAT | ABB | INST |  | Pass | null
377952062 | Existing | VCB9 | VACUUM | 11 kV | 630 | TNB | DISTRIBUTION |  | ITEM | 8BK88 KT09 | P/E REGENT HOTEL | 300451615 | WKLC/PPU/G00039/NB9 | 9 | CLOSED | PPU ST MARY | KUALA LUMPUR PUSAT | ITEM | INST |  | Pass | null
418447122 | Existing | 39079 | VACUUM | 11 kV | 630 | TNB | DISTRIBUTION |  |  | VK 10J20H | PENGGUNA 11KV (BLOK B) | 300286721 | WKLC/PCE/J01539/MB39079 | 39079 | CLOSED | SSU BLOK B ONE RESIDENCY JALAN NAGASARI | KUALA LUMPUR PUSAT | TAMCO | INST |  | Pass | null
417017338 | Existing | 12976 | VACUUM | 11 kV | 630 | TNB | DISTRIBUTION |  |  | VK10J25H | TX | 300063364 | WKLC/PCE/J00401/MB12976 | 12976 | CLOSED | RUMAH PAM TAMAN MUDA | KUALA LUMPUR PUSAT | TAMCO | INST |  | Pass | null
416969867 | Existing |  | VACUUM | 11 kV | 0 | TNB | DISTRIBUTION | [6 empty] | 52289 | CLOSED | SSU ISKL JLN AMPANG HILIR | KUALA LUMPUR PUSAT |  |  |  | Pass | null
417922952 | Existing | 21583 | VACUUM | 11 kV | 630 | TNB | DISTRIBUTION |  |  | VFT12 | HOTEL HILTON | 300245885 | WKLC/PCE/J01361/MB21583 | 21583 | OPEN | PASIFIC BANK JLN SULTAN ISMAIL | KUALA LUMPUR PUSAT | EPE | INST |  | Pass | null
418115549 | Existing | 44273 | VACUUM | 11 kV | 630 | TNB | DISTRIBUTION |  |  | 8BK-88E A1 | PPU YOW CHUAN CB 7 | 300244773 | WKLC/PCE/J01199/MB44273 | 44273 | OPEN | SSU INTERMARK JALAN TUN RAZAK | KUALA LUMPUR PUSAT | ITEM | INST |  | Pass | null
417076631 | Existing | 43948 | VACUUM | 11 kV | 630 | TNB | DISTRIBUTION |  |  | 8BK-88E | INTERTIE | 300346262 | WKLC/PCE/J01594/MB43948 | 43948 | CLOSED | SSU MENARA FELDA LORONG KUDA | KUALA LUMPUR PUSAT | ITEM | INST |  | Pass | null
417536208 | Existing | 31594 | VACUUM | 11 kV | 630 | TNB | DISTRIBUTION |  |  | VK10J25H | TX 1 | 300244782 | WKLC/PCE/J00513/MB31594 | 31594 | CLOSED | P/PURI KOS SEDERHANA CHANGKAT BKT INDAH | KUALA LUMPUR PUSAT | TAMCO | INST |  | Pass | null
417536080 | Existing | 10786 | VACUUM | 11 kV | 630 | TNB | DISTRIBUTION |  |  | VK10J20H | AYER TOWER | 300065148 | WKLC/PCE/J00718/MB10786 | 10786 | OPEN | AMPANG INDAH NO.3 | KUALA LUMPUR PUSAT | TAMCO | INST |  | Pass | null
417144926 | Existing | 6521 | VACUUM | 11 kV | 630 | TNB | DISTRIBUTION |  |  | 3AH5 104-2 | WISMA TAN & TAN | 300064292 | WKLC/PCE/J00570/MB6521 | 6521 | CLOSED | KUDA LARI KONDO | KUALA LUMPUR PUSAT | ITEM | INST |  | Pass | null
417145783 | Existing | 39989 | VACUUM | 11 kV | 630 | TNB | DISTRIBUTION |  |  | 12A20 | TELEKOM LORONG KUDA | 300268743 | WKLC/PCE/J01456/MB39989 | 39989 | OPEN | AVARE KONDO LRG KUDA | KUALA LUMPUR PUSAT | EPE | INST |  | Pass | null
417205076 | Existing |  | VACUUM | 11 kV | 0 | TNB | DISTRIBUTION | [6 empty] | 52087 | CLOSED | DUA RESIDENCY JLN TUN RAZAK | KUALA LUMPUR PUSAT |  |  |  | Pass | null
377361457 | Existing | 4P5 | VACUUM | 33 kV | 1 | TNB | DISTRIBUTION |  | ITEM | 8DB 10 | SPARE | 300286417 | WKLC/PPU/G00012/MB4P5 | 4P5 | OPEN | PPU KL TOWN | KUALA LUMPUR PUSAT | ITEM | INST |  | Pass | null
416376314 | Existing | 22004 | VACUUM | 11 kV | 630 | TNB | DISTRIBUTION |  |  | VFT12 | PPU NARAJAYA | 300062668 | WKLC/PCE/J00274/MB22004 | 22004 | CLOSED | PNB DARBY PARK JLN BINJAI | KUALA LUMPUR PUSAT | EPE | INST |  | Pass | null
416681635 | Existing | 46619 | VACUUM | 11 kV | 630 | TNB | DISTRIBUTION |  |  | 8BK-88E-B2A | PENGGUNA 11KV | 300449543 | WKLC/PCE/J01617/MB46619 | 46619 | CLOSED | 188 SUITES 10 JLN CENDANA | KUALA LUMPUR PUSAT | ITEM | INST |  | Pass | null
411305521 | Existing | 6094 | VACUUM | 11 kV | 630 | TNB | DISTRIBUTION |  |  | N/A | PE WISMA FUI CHUI | 300516097 | WKLC/PCE/J01037/MB6094 | 6094 | CLOSED | KOTA RAYA | KUALA LUMPUR PUSAT | TAMCO | INST |  | Pass | null
416775645 | Existing | 38871 | VACUUM | 11 kV | 630 | TNB | DISTRIBUTION |  |  | 8BK-88E | SPARE | 311297293 | WKLC/PCE/J00527/MB38871 | 38871 | OPEN | MUI PLAZA | KUALA LUMPUR PUSAT | ITEM | INST | YTBC | Pass | null
377799246 | Existing | VCB1 | VACUUM | 11 kV | 630 | TNB | DISTRIBUTION |  | TAMCO | VK10J20H | LORONG LOKE YEW | 300044314 | WKLC/PPU/G00010/NB1 | 1 | CLOSED | PPU JALAN SG BESI | KUALA LUMPUR PUSAT | TAMCO | INST |  | Pass | null
403290291 | Existing | 22357 | VACUUM | 11 kV | 630 | TNB | DISTRIBUTION |  |  | SBV 4/800/20-SI | PPU UKAY PERDANA CB#1 | 311385804 | WKLT/PCE/J01156/MB22357 | 22357 | CLOSED | JALAN UP 5/5 TAMAN UKAY PERDANA | KUALA LUMPUR TIMUR | GEC | INST | YTBC | Fail | Please check "Operational Area"
415131188 | Existing | 44351 | VACUUM | 11 kV | 630 | TNB | DISTRIBUTION |  |  | 3AH5 103-1 | TX2 | 300346252 | WKLC/PCE/J01593/MB44351 | 44351 | CLOSED | CASA RESIDENSI JLN GALLOWAY | KUALA LUMPUR PUSAT | ITEM | INST |  | Pass | null
406272553 | Existing | 29827 | VACUUM | 11 kV | 630 | TNB | DISTRIBUTION |  |  | UNIVAC 12/20 | 4 BKT PRMAI UTMA T IND PRMAI | 300066134 | WKLC/PCE/J00888/MB29827 | 29827 | CLOSED | NO.1 BKT PERMAI UTAMA | KUALA LUMPUR SELATAN | UNIVAC | INST |  | Fail | Please check "Operational Area"
416969885 | Existing |  | VACUUM | 11 kV | 0 | TNB | DISTRIBUTION | [6 empty] | 52287 | CLOSED | SSU ISKL JLN AMPANG HILIR | KUALA LUMPUR PUSAT |  |  |  | Pass | null
412267007 | Existing | 21326 | VACUUM | 11 kV | 630 | TNB | DISTRIBUTION |  |  | VK10J20H | PENGGUNA 11KV | 300537543 | WKLC/PCE/J00792/MB3 | 21326 | CLOSED | SUNSHINE HOTEL | KUALA LUMPUR PUSAT | TAMCO | INST | YTBC | Pass | null
412267576 | Existing | 40265 | VACUUM | 11 kV | 630 | TNB | DISTRIBUTION |  |  | VFT-12 | P/E TELEKOM BUKIT BINTANG | 300270275 | WKLC/PCE/J01472/MB40265 | 40265 | CLOSED | PICCOLO HOTEL JALAN BUKIT BINTANG | KUALA LUMPUR PUSAT | EPE | INST |  | Pass | null
399846321 | Existing |  | VACUUM | 11 kV | 0 | TNB | DISTRIBUTION | [6 empty] | 47991 | CLOSED | P/PURI REMBUN JLN AMPANG HILIR | KUALA LUMPUR TIMUR |  |  |  | Fail | Please check "Operational Area"
377304849 | Existing | VCB31 | VACUUM | 11 kV | 2 | TNB | DISTRIBUTION |  | TAMCO | VK-10P25D | 30MVA TX1 | 300046900 | WKLC/PPU/G00035/NB31 | 31 | CLOSED | PPU MPAJ | KUALA LUMPUR PUSAT | TAMCO | INST |  | Pass | null
415929882 | Existing | 18242 | VACUUM | 11 kV | 630 | TNB | DISTRIBUTION |  |  | HV-12 | BUS SECTION | 300061500 | WKLC/PCE/J00059/MB18242 | 18242 | CLOSED | AMPANG TOWER | KUALA LUMPUR PUSAT | TOSHIBA | INST |  | Pass | null
377558325 | Existing | VCB8 | VACUUM | 33 kV | 630 | TNB | DISTRIBUTION |  | TAMCO | VK 10J 20D | HAMPSHIRE PLCE PSIAR HAMPSHIRE | 300044639 | WKLC/PPU/G00021/NB8 | 8 | CLOSED | PPU PHILEO | KUALA LUMPUR PUSAT | TAMCO | INST |  | Pass | null
377362812 | Existing | VCB16 | VACUUM |  | 630 | TNB | DISTRIBUTION |  | TAMCO | VK 10J 20D | LOCAL TX | 300044348 | WKLC/PPU/G00011/NB16 | 14 | CLOSED | PPU KEWALRAM | KUALA LUMPUR PUSAT | TAMCO | INST |  | Fail | Please check "Operating Voltage"
418026468 | Existing | 39068 | VACUUM | 11 kV | 630 | TNB | DISTRIBUTION |  |  | VK 10J20H | PPU HOTEL ISTANA | 300286710 | WKLC/PCE/J01538/MB39068 | 39068 | CLOSED | SSU BLOK A ONE RESIDENCY JALAN NAGASARI | KUALA LUMPUR PUSAT | TAMCO | INST |  | Pass | null
417635250 | Existing | 3948 | VACUUM | 11 kV | 600 | TNB | DISTRIBUTION |  |  | BVP.500 | TRANSFORMER | 300245242 | WKLC/PCE/J01222/MB7854 | 3948 | CLOSED | WISMA HO WENG KEE | KUALA LUMPUR PUSAT | GREAT BRITAIN | INST |  | Pass | null
419279547 | Existing | 6384 | VACUUM | 11 kV | 800 | TNB | DISTRIBUTION |  |  | HV 12 | HONG LEONG HQ | 300065513 | WKLC/PCE/J00787/MB6384 | 6384 | CLOSED | WISMA SPK JLN PINANG | KUALA LUMPUR PUSAT | TOPRANK | INST |  | Pass | null
377592194 | Existing | VCB31 | VACUUM | 11 kV | 2 | TNB | DISTRIBUTION |  | TAMCO | VK 10P 25D | 15 MVA TX 1 | 300044795 | WKLC/PPU/G00027/NB31 | 31 | CLOSED | PPU TASIK TAMBAHAN | KUALA LUMPUR PUSAT | TAMCO | INST |  | Pass | null
417694575 | Existing | 8646 | VACUUM | 11 kV | 630 | TNB | DISTRIBUTION |  |  | VK10J20H | TX | 10000978 | WKLC/PCE/J00309/MB8646 | 8646 | CLOSED | MALAYAN BANKING JLN PUDU | KUALA LUMPUR PUSAT | TAMCO | INST |  | Pass | null
417197546 | Existing | 16218 | VACUUM | 11 kV | 630 | TNB | DISTRIBUTION |  |  | N/A | TMN MALURI 16 | 300062462 | WKLC/PCE/J00233/MB16218 | 16218 | CLOSED | INSTITUT PROFESIONAL BAITULMAL | KUALA LUMPUR PUSAT | S&S | INST |  | Pass | null
419533087 | Existing | 42807 | VACUUM | 11 kV | 630 | TNB | DISTRIBUTION |  |  | VK10J20H | JALAN PASAR | 300292688 | WKLC/PCE/J01561/MB42807 | 42807 | OPEN | WISMA UNIEON JALAN PASAR BARU | KUALA LUMPUR PUSAT | TAMCO | INST |  | Pass | null
411318257 | Existing | 1272 | VACUUM | 11 kV | 630 | TNB | DISTRIBUTION |  |  | 3AH5 103-1 | TX | 10000580 | WKLC/PCE/J00338/MB1272 | 1272 | CLOSED | FLAT 7 STOREY JLN HICK | KUALA LUMPUR PUSAT | ITEM | INST |  | Pass | null
417180705 | Existing | 47588 | VACUUM | 11 kV | 630 | TNB | DISTRIBUTION |  |  | 8BK-88E | BUS SECTION | 311297151 | WKLC/PCE/J01119/MB47588 | 47588 | OPEN | P/PURI TMN SRI INTAN | KUALA LUMPUR PUSAT | ITEM | INST | YTBC | Pass | null
417930737 | Existing | 2B5 | VACUUM | 33 kV | 1 | TNB | DISTRIBUTION |  |  | GV30M25 | BUS TIE 2 | 311678525 | WKLC/PPU/G00051/MB4 | 2BS | CLOSED | PPU TRX CITY NO.1 D-PZW-S17-9277 | KUALA LUMPUR PUSAT | TAMCO | INST | YTBC | Pass | null
411696497 | Existing | 21730 | VACUUM | 11 kV | 630 | TNB | DISTRIBUTION |  |  | N/A | SPARE | 311319618 | WKLC/PCE/J00434/MB21730 | 21730 | OPEN | HOTEL NOVOTEL | KUALA LUMPUR PUSAT | ITEM | INST | YTBC | Pass | null
419274784 | Existing | 30531 | VACUUM | 11 kV | 630 | TNB | DISTRIBUTION |  |  | 8BK-88 A1 | TX | 300244998 | WKLC/PCE/J00285/MB30531 | 30531 | CLOSED | R/PANGSA KOS RDH 6 TKT JLN PANDAN INDAH | KUALA LUMPUR PUSAT | SIEMENS | INST |  | Pass | null
377951499 | Existing | 1SO | VACUUM | 33 kV | 2 | TNB | DISTRIBUTION |  | TAMCO | GV 30M 25D | 1S0 - BUS SECTION | 300286422 | WKLC/SSU/G00009/MB1SO | 1SO | CLOSED | SSU LOT C | KUALA LUMPUR PUSAT | TAMCO | INST |  | Pass | null
415604038 | Existing | 50440 | VACUUM | 11 kV | 630 | TNB | DISTRIBUTION |  |  | VK10J20H | PENGGUNA L/LORD | 311302175 | WKLC/PCE/J01788/MB50440 | 50440 | CLOSED | SSU Robertson Residence No. 2 | KUALA LUMPUR PUSAT | TAMCO | INST | YTBC | Pass | null
413482153 | Existing | 8979 | VACUUM | 11 kV | 630 | TNB | DISTRIBUTION |  |  | VK10J20H | CONSUMER | 300068965 | WKLS/PCE/J00524/MB8979 | 8979 | CLOSED | GOVERMENT PRINTING NO. 2 | KUALA LUMPUR SELATAN | TAMCO | INST |  | Fail | Please check "Operational Area"
416578118 | Existing | 36823 | VACUUM | 11 kV | 630 | TNB | DISTRIBUTION |  |  | VK10J25H | PPU APSC CB8 | 300246769 | WKLC/PCE/J01372/MB36823 | 36823 | CLOSED | KEM PASIFIK NO.2 | KUALA LUMPUR PUSAT | TAMCO | INST |  | Pass | null
382788943 | Existing |  |  | 11 kV | 0 | TNB | DISTRIBUTION | [7 empty] | CLOSED |  | KUALA LUMPUR |  |  |  | Fail | Please check "Operational Area"
420842570 | Existing | 14656 | VACUUM | 11 kV | 630 | TNB | DISTRIBUTION |  |  | VFT-12 | TRANSFORMER 2 - DIRECT CONSUME | 300244943 | WKLC/PCE/J01263/MB14656 | 14656 | CLOSED | BKT ROBSON KONDO A | KUALA LUMPUR PUSAT | EPE | INST |  | Pass | null
416832483 | Existing | 15870 | VACUUM | 11 kV | 630 | TNB | DISTRIBUTION |  |  | VK 10J20H | PPU STAR HILL (CB#9) | 300061902 | WKLC/PCE/J00133/MB15870 | 15870 | CLOSED | RHB NO.2 | KUALA LUMPUR PUSAT | TAMCO | INST |  | Pass | null
377375356 | Existing | 1SO | VACUUM | 33 kV | 2 | TNB | DISTRIBUTION |  | EPE | VGA-32 | 1SO - BUS SECTION | 300285794 | WKLC/PPU/G00032/MB1SO | 1SO | CLOSED | PPU HOSPITAL AMPANG | KUALA LUMPUR PUSAT | EPE | INST |  | Pass | null
377522036 | Existing | VCB34 | VACUUM | 11 kV | 2 | TNB | DISTRIBUTION |  | TAMCO | VK-10P25D | BUS COUPLER | 300044090 | WKLC/PPU/G00002/NB34 | 34 | CLOSED | PPU BSKL | KUALA LUMPUR PUSAT |  | INST |  | Pass | null
377523622 | Existing | VCB1 | VACUUM | 11 kV | 630 | TNB | DISTRIBUTION |  | TAMCO | VK 10J20D | P/E HIW KEE SAWMILL | 300044023 | WKLC/PMU/G00008/NB1 | 1 | CLOSED | PMU PUDU ULU 132/33/11KV | KUALA LUMPUR PUSAT | TAMCO | INST |  | Pass | null
411348780 | Existing | 18151 | VACUUM | 11 kV | 630 | TNB | DISTRIBUTION |  |  | VMH12 | TX | 300061657 | WKLC/PCE/J00088/MB18151 | 18151 | CLOSED | IBU PEJABAT BSKL PERS MAYBANK | KUALA LUMPUR PUSAT | LKH | INST |  | Pass | null
411709116 | Existing | 19990 | VACUUM | 11 kV | 630 | TNB | DISTRIBUTION |  |  | VK 10J20H | PPU KAWALRAM CB#2 | 10001034 | WKLC/PCE/J00225/MB19992 | 19992 | CLOSED | WISMA UOA NO.2 | KUALA LUMPUR PUSAT | TAMCO | INST |  | Pass | null
377301601 | Existing | 3S5 | VACUUM | 33 kV | 1 | TNB | DISTRIBUTION |  | ITEM | 8DB 10 | 3S5-LOW YATT | 300287105 | WKLC/SSU/G00007/MB3S5 | 3S5 | CLOSED | SSU PAVILLION | KUALA LUMPUR PUSAT | ITEM | INST |  | Pass | null
411709148 | Existing | 17261 | VACUUM | 11 kV | 630 | TNB | DISTRIBUTION |  |  | VK10J20H | PPU KLCC | 300061728 | WKLC/PCE/J00100/MB17261 | 17261 | OPEN | SSU KLCC A | KUALA LUMPUR PUSAT | TAMCO | INST |  | Pass | null
419596811 | Existing | 6767 | VACUUM | 11 kV | 630 | TNB | DISTRIBUTION |  |  | A-2/14 | PPU STAR HILL | 300063675 | WKLC/PCE/J00454/MB6767 | 6767 | CLOSED | SON & SON | KUALA LUMPUR PUSAT | EPE | INST |  | Pass | null
377591284 | Existing | VCB32 | VACUUM | 11 kV | 2 | TNB | DISTRIBUTION |  | TAMCO | VK 10P 25D | 30 MVA TX 2 | 300044742 | WKLC/PPU/G00025/NB32 | 32 | CLOSED | PPU TAMAN DATOK AHMAD RAZALI | KUALA LUMPUR PUSAT | TAMCO | INST |  | Pass | null
377396468 | Existing | 2HO |  | 33 kV | 1 | TNB | DISTRIBUTION |  | ABB | N/A | 30MV TX2 | 300044424 | WKLC/PPU/G00014/MB2HO | 2H0 | CLOSED | PPU LOW YATT | KUALA LUMPUR PUSAT | ABB | INST |  | Fail | Please check "InsulationType"
377590363 | Existing | 1P5 | VACUUM | 33 kV | 1 | TNB | DISTRIBUTION |  | TAMCO | VY-30M 25D | 1P5 - PMU IMBI | 300044695 | WKLC/PPU/G00024/MB1P5 | 1P5 | CLOSED | PPU STAR HILL | KUALA LUMPUR PUSAT | TAMCO | INST |  | Pass | null
416376320 | Existing | 22006 | VACUUM | 11 kV | 630 | TNB | DISTRIBUTION |  |  | VFT12 | PENGGUNA | 300062670 | WKLC/PCE/J00274/MB22006 | 22006 | CLOSED | PNB DARBY PARK JLN BINJAI | KUALA LUMPUR PUSAT | EPE | INST |  | Pass | null
418446456 | Existing | 9337 | VACUUM | 11 kV | 630 | TNB | DISTRIBUTION |  |  | VK 10J25H | TX1 | 300063636 | WKLC/PCE/J00447/MB9337 | 9337 | CLOSED | SOLOMON COURT | KUALA LUMPUR PUSAT | TAMCO | INST |  | Pass | null
378147830 | Existing | VCB30 | VACUUM | 11 kV | 2 | TNB | DISTRIBUTION |  | EPE | VFT-12D | BUS SECTION | 300286377 | WKLC/PMU/G00004/NB30 | 30 | CLOSED | PMU JALAN IMBI 132/33/11KV | KUALA LUMPUR PUSAT |  | INST |  | Pass | null
378148431 | Existing | 3TO | VACUUM | 33 kV | 2 | TNB | DISTRIBUTION |  | EPE | VJ-32DBB | INCAMER N01 | 300286392 | WKLC/PMU/G00004/MB3TO | 3TO | CLOSED | PMU JALAN IMBI 132/33/11KV | KUALA LUMPUR PUSAT |  | INST |  | Pass | null
417970294 | Existing | 20236 | VACUUM | 11 kV | 630 | TNB | DISTRIBUTION |  |  | VMH12 | PENGGUNA | 300062217 | WKLC/PCE/J00191/MB20236 | 20236 | CLOSED | NO.3 KOMPLEK PERUBATAN PANDAN INDAH | KUALA LUMPUR PUSAT | LKH | INST |  | Pass | null
417922919 | Existing | 21580 | VACUUM | 11 kV | 630 | TNB | DISTRIBUTION |  |  | VFT12 | MORTEGO LORONG PERAK | 300245882 | WKLC/PCE/J01361/MB21580 | 21580 | CLOSED | PASIFIC BANK JLN SULTAN ISMAIL | KUALA LUMPUR PUSAT | EPE | INST |  | Pass | null
417552888 | Existing | 8295 | VACUUM | 11 kV | 630 | TNB | DISTRIBUTION |  |  | VFT12 | TAMAN HALAMAN NO 1 | 300064880 | WKLC/PCE/J00668/MB8295 | 8295 | CLOSED | TAMAN HALAMAN N0.2 | KUALA LUMPUR PUSAT | EPE | INST |  | Pass | null
412288801 | Existing | 16233 | VACUUM | 11 kV | 630 | TNB | DISTRIBUTION |  |  | VFT12 | TAPAK SEMENTARA PLAZA RAKYAT | 300244818 | WKLC/PCE/J01054/MB16233 | 16233 | CLOSED | SEK MEN STELLA MARIS | KUALA LUMPUR PUSAT | EPE | INST |  | Pass | null
416054286 | Existing | 29864 | VACUUM | 11 kV | 630 | TNB | DISTRIBUTION |  |  | VK 10J20H | MENARA HONG LEONG | 10000550 | WKLC/PCE/J00103/MB29864 | 29864 | CLOSED | PRINCE HOTEL JALAN CONLAY | KUALA LUMPUR PUSAT | TAMCO | INST |  | Pass | null
416346981 | Existing | 14154 | VACUUM | 11 kV | 630 | TNB | DISTRIBUTION |  |  | VK10J20H | 11KV 2 PENGGUNA | 300062447 | WKLC/PCE/J00231/MB14154 | 14154 | CLOSED | MINI TWINS TOWER | KUALA LUMPUR PUSAT | TAMCO | INST |  | Pass | null
412297931 | Existing | 8182 | VACUUM | 11 kV | 400 | TNB | DISTRIBUTION |  |  | VBH-124-40 | TX 2 | 300063828 | WKLC/PCE/J00482/MB8182 | 8182 | CLOSED | MAKISSA CHANGKAT RAJA CHULAN (MCB PLAZA) | KUALA LUMPUR PUSAT | AICHI | INST |  | Pass | null
377301306 | Existing | 1WO | VACUUM | 33 kV | 2 | TNB | DISTRIBUTION |  | SIEMENS | 8DB10 | 1W0 - BUS COUPLER | 300285639 | WKLC/SSU/G00008/MB1WO | 1W0 | CLOSED | SSU THE GARDEN | KUALA LUMPUR PUSAT |  |  |  | Pass | null
412297170 | Existing | 15903 | VACUUM | 11 kV | 630 | TNB | DISTRIBUTION |  |  | VK 10J25H | ABANDONE | 300244745 | WKLC/PCE/J01059/MB15903 |  | CLOSED | PUDURAYA | KUALA LUMPUR PUSAT | TAMCO | INST |  | Pass | null
417205203 | Existing | 42714 | VACUUM | 11 kV | 630 | TNB | DISTRIBUTION |  |  | 3AH5 103-1 | PPU ROYAL CENDANA CB 12 | 300293323 | WKLC/PCE/J01567/MB42714 | 42714 | CLOSED | THE PEARL JALAN STONOR | KUALA LUMPUR PUSAT | ITEM | INST |  | Pass | null
405255003 | Existing | 7007 | VACUUM | 11 kV | 630 | TNB | DISTRIBUTION |  |  | SBV4/800/200-SI | 11KV CONSUMER | 300245015 | WKLC/PCE/J01291/MB7007 | 7007 | CLOSED | PENGKALAN TUDM | KUALA LUMPUR SELATAN | MAHKOTA | INST |  | Fail | Please check "Operational Area"
377361648 | Existing | VCB30 | VACUUM | 11 kV | 1 | TNB | DISTRIBUTION |  | REYROLLE | LMVP/X4/M0 | BUS SECTION | 300044374 | WKLC/PPU/G00012/NB30 | 30 | CLOSED | PPU KL TOWN | KUALA LUMPUR PUSAT | REYROLLE | INST |  | Pass | null
377397567 | Existing | VCB8 | VACUUM | 11 kV | 630 | TNB | DISTRIBUTION |  | TAMCO | VK 10J 20D | P/E 11KV CITY PROP. JLN AMPG | 300044496 | WKLC/PPU/G00016/NB8 | 8 | CLOSED | PPU MBF PLAZA | KUALA LUMPUR PUSAT | TAMCO | INST |  | Pass | null
419279080 | Existing | 5931 | VACUUM | 11 kV | 630 | TNB | DISTRIBUTION |  |  | VFT-12 | TX 2 | 300063912 | WKLC/PCE/J00499/MB5931 | 5931 | CLOSED | PUSAT HIBURAN JALAN PINANG | KUALA LUMPUR PUSAT | EPE | INST |  | Pass | null
416376978 | Existing | 41276 | VACUUM | 11 kV | 630 | TNB | DISTRIBUTION |  |  | HV-12 | PPU PNB CB 7 | 300284607 | WKLC/PCE/J01504/MB41276 | 41276 | CLOSED | G-TOWER LOT 162 SEK63 JLN TUN RAZAK | KUALA LUMPUR PUSAT | TOPRANK | INST |  | Pass | null
416376914 | Existing |  | VACUUM | 11 kV | 0 | TNB | DISTRIBUTION | [6 empty] | 52380 | CLOSED | TROIKA JALAN BINJAI | KUALA LUMPUR PUSAT |  |  |  | Pass | null
411305680 | Existing | 10109 | VACUUM | 11 kV | 630 | TNB | DISTRIBUTION |  |  | VK 10J20H | 11KV PENGGUNA | 300244681 | WKLC/PCE/J01257/MB10109 | 10109 | CLOSED | SINAR KOTA | KUALA LUMPUR PUSAT | TAMCO | INST |  | Pass | null
415745091 | Existing | 16220 | VACUUM | 11 kV | 630 | TNB | DISTRIBUTION |  |  | HV12 | BLUE BOY MANSION | 300244882 | WKLC/PCE/J00277/MB16220 | 16220 | CLOSED | ANGKASA IMPIAN JLN SAHABAT | KUALA LUMPUR PUSAT | EPE | INST |  | Pass | null
378160374 | Existing | 3P5 | VACUUM | 33 kV | 1 | TNB | DISTRIBUTION |  | EPE | VGA-32 | 3P5 - PPU PANDAN INDAH | 310104876 | WKLC/PPU/G00043/MB2 | 2P5 | CLOSED | PPU BANGUNAN MAS BARU | KUALA LUMPUR PUSAT |  |  |  | Pass | null
377592746 | Existing | 2HO | VACUUM | 33 kV | 1 | TNB | DISTRIBUTION |  | TAMCO | VY 30M 25D | 2HO - 30 MVA TX2 | 300044809 | WKLC/PPU/G00028/MB2HO | 2HO | CLOSED | PPU TELEKOM BRICKFIELD | KUALA LUMPUR PUSAT | TAMCO | INST |  | Pass | null
412327092 | Existing | 10280 | VACUUM | 11 kV | 630 | TNB | DISTRIBUTION |  |  | B1 | TRANSFORMER | 300244919 | WKLC/PCE/J01012/MB10280 | 10280 | CLOSED | WISMA SRI KEMAMAN | KUALA LUMPUR PUSAT | EPE | INST |  | Pass | null
418150481 | Existing | 42857 | VACUUM | 11 kV | 630 | TNB | DISTRIBUTION |  |  | 3AH5 103-1 | TX | 300292924 | WKLC/PCE/J01565/MB42857 | 42857 | CLOSED | APARTMENT PANORAMA NO.2 PERS HAMPSHIRE | KUALA LUMPUR PUSAT | ITEM | INST |  | Pass | null
411743245 | Existing | 35343 | VACUUM | 11 kV | 630 | TNB | DISTRIBUTION |  |  | VK10J25H | SMR | 300244725 | WKLC/PCE/J01144/MB35343 | 35343 | CLOSED | PETRONAS JALAN MAMANDA 10 | KUALA LUMPUR PUSAT | TAMCO | INST |  | Pass | null
377672916 | Existing | VCB34 | VACUUM | 11 kV | 2 | TNB | DISTRIBUTION |  | TAMCO | VK 10P25DT | BUS COUPLER | 300044002 | WKLC/PMU/G00007/NB34 | 34 | CLOSED | PMU PANDAN MAJU 132/33/11KV | KUALA LUMPUR PUSAT | TAMCO | INST |  | Pass | null
416346654 | Existing | 19732 | VACUUM | 11 kV | 630 | TNB | DISTRIBUTION |  |  | VMH12 | 11KV CONSUMER 2 | 300061738 | WKLC/PCE/J00101/MB19732 | 19732 | CLOSED | HOTEL MANDARIN ORIENTAL KLCC | KUALA LUMPUR PUSAT | LKH | INST |  | Pass | null
418269988 | Existing |  | VACUUM | 11 kV | 0 | TNB | DISTRIBUTION |  |  | INS24 |  | 300245124 | WKLC/PCE/J01208/MB1364 | 1364 | CLOSED | KWONG YIK BANK JLN SILANG | KUALA LUMPUR PUSAT | INDKOM | INST |  | Pass | null
377365030 | Existing | VCB32 | VACUUM | 11 kV | 2 | TNB | DISTRIBUTION |  | TAMCO | VK-10P25D | 30MVA TX2 | 300044238 | WKLC/PPU/G00007/NB32 | 32 | CLOSED | PPU HOTEL ISTANA | KUALA LUMPUR PUSAT | TAMCO | INST |  | Pass | null
377949638 | Existing | 1P5 | VACUUM | 33 kV | 1 | TNB | DISTRIBUTION |  | TAMCO | GV 30M 25D | PMU KL PAVILION (9L5) | 300286535 | WKLC/PPU/G00037/MB1P5 | 1P5 | CLOSED | PPU PLAZA DUTA (AVENUE K) | KUALA LUMPUR PUSAT | TAMCO | INST |  | Pass | null
415929945 | Existing | 6962 | VACUUM | 11 kV | 630 | TNB | DISTRIBUTION |  |  | 8BK-88E | KONDO HAMPSHIRE | 300064043 | WKLC/PCE/J00525/MB6962 | 6962 | OPEN | MING COURT HOTEL | KUALA LUMPUR PUSAT | ITEM | INST |  | Pass | null
412228815 | Existing | 18478 | VACUUM | 11 kV | 630 | TNB | DISTRIBUTION |  |  | VMH 12 | PINES BAZAAR J TUN SAMBATHAN | 300244652 | WKLC/PCE/J01078/MB18479 | 18479 | CLOSED | HOTEL 13 TKT LRG KAPAR JLN SYED PUTRA | KUALA LUMPUR PUSAT | LKH | INST |  | Pass | null
411336203 | Existing | 6361 | VACUUM | 11 kV | 630 | TNB | DISTRIBUTION |  |  | VMH12 | PMU BKT. MAHKAMAH CB 8 | 300062821 | WKLC/PCE/J00303/MB6362 | 6362 | CLOSED | PE CHINESE MATERNITY HOSPITAL | KUALA LUMPUR PUSAT | LKH | INST |  | Pass | null
417076634 | Existing | 43945 | VACUUM | 11 kV | 630 | TNB | DISTRIBUTION |  |  | 8BK-88E | SSU MENARA NAZA JLN STONOR | 300346259 | WKLC/PCE/J01594/MB43945 | 43945 | OPEN | SSU MENARA FELDA LORONG KUDA | KUALA LUMPUR PUSAT | ITEM | INST |  | Pass | null
377374096 | Existing | 2P5 | VACUUM | 33 kV | 1 | TNB | DISTRIBUTION |  | TAMCO | VY-30M25D | 2P5-PPU SHAMELIN | 300046886 | WKLC/PPU/G00035/MB2P5 | 2P5 | CLOSED | PPU MPAJ | KUALA LUMPUR PUSAT | TAMCO | INST |  | Pass | null
416995236 | Existing | 7663 | VACUUM | 11 kV | 630 | TNB | DISTRIBUTION |  |  | VBH-124-40 | TX2 | 300061627 | WKLC/PCE/J00082/MB7663 | 7663 | CLOSED | UBN PANGSAPURI | KUALA LUMPUR PUSAT | AICHI | INST |  | Pass | null
417811197 | Existing | 16407 | VACUUM | 11 kV | 630 | TNB | DISTRIBUTION |  |  | VK10J20H | MALAYAN TOBACCO | 300244628 | WKLC/PCE/J01095/MB16407 | 16407 | CLOSED | P/PURI SRI MUTIARA | KUALA LUMPUR PUSAT | TAMCO | INST |  | Pass | null
412271878 | Existing | 29488 | VACUUM | 11 kV | 630 | TNB | DISTRIBUTION |  |  | 8BK-88 | TX 2 | 300063549 | WKLC/PCE/J00432/MB29488 | 29488 | CLOSED | GLOBE SOURCE JLN 1/77B | KUALA LUMPUR PUSAT | ITEM | INST |  | Pass | null
417034152 | Existing | 31510 | VACUUM | 11 kV | 630 | TNB | DISTRIBUTION |  |  | HICLAD 12A20 | BUS SECTION | 300245898 | WKLC/PCE/J01364/MB31510 | 31510 | CLOSED | LOT 288 JLN BKT BINTANG | KUALA LUMPUR PUSAT | EPE | INST |  | Pass | null
417179278 | Existing | 38537 | VACUUM | 11 kV | 630 | TNB | DISTRIBUTION |  |  | 8BK-88E A1 | KG LEMBAH JAYA | 300265563 | WKLC/PCE/J01426/MB38537 | 38537 | CLOSED | BLK 4 DESA LEMBAH PERMAI JLN BKT BELACAN | KUALA LUMPUR PUSAT | ITEM | INST |  | Pass | null
416457913 | Existing | 6513 | VACUUM | 11 kV | 630 | TNB | DISTRIBUTION |  |  | VK10J20H | BGN LIM THIAN SOO JLN SARAWAK | 300244748 | WKLC/PCE/J01286/MB6513 | 6513 | OPEN | POLIS HQ JLN SHAW | KUALA LUMPUR PUSAT | TAMCO | INST |  | Pass | null
411998012 | Existing | 50790 | VACUUM | 11 kV | 630 | TNB | DISTRIBUTION |  |  | VK10J20H | PPU WARISAN TRADISI | 311297361 | WKLC/PCE/J01802/MB50790 | 50790 | OPEN | PE SUNWAY VELOCITY FASA 3D | KUALA LUMPUR PUSAT | TAMCO | INST | YTBC | Pass | null
417198075 | Existing | 6496 | VACUUM | 11 kV | 630 | TNB | DISTRIBUTION |  |  | VMH12 | TELEKOM TMN MALURI | 300063081 | WKLC/PCE/J00352/MB6496 | 6496 | OPEN | TAMAN MALURI NO.17 | KUALA LUMPUR PUSAT | LKH | INST |  | Pass | null
377962182 | Existing | 3S5 | VACUUM | 33 kV | 1 | TNB | DISTRIBUTION |  | TAMCO | GV 30M 25 | CONSUMER 1 | 300348018 | WKLC/SSU/G00012/MB3S5 | 3S5 | CLOSED | SSU MRT COCHRANE | KUALA LUMPUR PUSAT | TAMCO | INST |  | Pass | null
377523621 | Existing | VCB32 | VACUUM | 11 kV | 2 | TNB | DISTRIBUTION |  | TAMCO | VK 10P25D | INCOMER NO2 | 300044031 | WKLC/PMU/G00008/NB32 | 32 | CLOSED | PMU PUDU ULU 132/33/11KV | KUALA LUMPUR PUSAT | TAMCO | INST |  | Pass | null
377962240 | Existing | 1S5 | VACUUM | 33 kV | 1 | TNB | DISTRIBUTION |  | TAMCO | GV 30M 25 | BUS TIE | 300348019 | WKLC/SSU/G00012/MB1S5 | 1S5 | CLOSED | SSU MRT COCHRANE | KUALA LUMPUR PUSAT | TAMCO | INST |  | Pass | null
411700235 | Existing | 45322 | VACUUM | 11 kV | 630 | TNB | DISTRIBUTION |  |  | VK10J20H | BUS-SECTION | 311319614 | WKLC/PCE/J01609/MB45322 | 45322 | CLOSED | 1 PERSIARAN KLCC | KUALA LUMPUR PUSAT | TAMCO | INST | YTBC | Pass | null
377521338 | Existing | 1HO | VACUUM | 33 kV | 1 | TNB | DISTRIBUTION |  | ABB | VD4X 3612-25 | 1HO - 30MVA TX 1 | 300044102 | WKLC/PPU/G00003/MB1HO | 1HO | CLOSED | PPU BUKIT BINTANG | KUALA LUMPUR PUSAT | ABB | INST |  | Pass | null
411709147 | Existing | 17264 | VACUUM | 11 kV | 630 | TNB | DISTRIBUTION |  |  | VK10J20H | PENGGUNA 11KV | 10001001 | WKLC/PCE/J00100/MB17264 | 17264 | CLOSED | SSU KLCC A | KUALA LUMPUR PUSAT | TAMCO | INST |  | Pass | null
403305647 | Existing | 33058 | VACUUM | 11 kV | 630 | TNB | DISTRIBUTION |  |  | 3AH5103-2Z | TX 2 | 300245213 | WKLC/PCE/J01147/MB33058 | 33058 | CLOSED | JLN ANDAMAN 3 TMN ANDAMAN | KUALA LUMPUR TIMUR | ITEM | INST |  | Fail | Please check "Operational Area"
377592645 | Existing | VCB7 | VACUUM | 11 kV | 630 | TNB | DISTRIBUTION |  | TAMCO | VK10J20D | P/E BUDGET HOTEL JLN KG. ATTAP | 300044830 | WKLC/PPU/G00028/NB7 | 7 | CLOSED | PPU TELEKOM BRICKFIELD | KUALA LUMPUR PUSAT | TAMCO | INST |  | Pass | null
416569677 | Existing | 9741 | VACUUM | 11 kV | 630 | TNB | DISTRIBUTION |  |  | VK-10J20H | SENI HARTA | 300062529 | WKLC/PCE/J00244/MB9741 | 9741 | CLOSED | 212 KONDO | KUALA LUMPUR PUSAT | TAMCO | INST |  | Pass | null
377396403 | Existing | VCB13 | VACUUM | 11 kV | 630 | TNB | DISTRIBUTION |  | ABB | VD4E 1206 P 20 | P/E CONFIDENT AIM | 300044433 | WKLC/PPU/G00014/NB13 | 13 | CLOSED | PPU LOW YATT | KUALA LUMPUR PUSAT | ABB | INST |  | Pass | null
377979994 | Existing |  | VACUUM | 33 kV | 0 | TNB | DISTRIBUTION | [6 empty] | 1WO | CLOSED | SSU DCC(KLCC) | KUALA LUMPUR PUSAT |  |  |  | Pass | null
377952060 | Existing | VCB32 | VACUUM | 11 kV | 2 | TNB | DISTRIBUTION |  | ITEM | 8BK88 KT02 | 30 MVA TX 2 | 300451609 | WKLC/PPU/G00039/NB32 | 32 | CLOSED | PPU ST MARY | KUALA LUMPUR PUSAT | ITEM | INST |  | Pass | null
378147701 | Existing |  | VACUUM | 11 kV | 0 | TNB | DISTRIBUTION | [6 empty] | 2 | OPEN | PPU KL ECO CITY NO 2 | KUALA LUMPUR PUSAT |  |  |  | Pass | null
418446455 | Existing | 9339 | VACUUM | 11 kV | 630 | TNB | DISTRIBUTION |  |  | VK 10J25H | PPU HONA CB 15 | 300063638 | WKLC/PCE/J00447/MB9339 | 9339 | CLOSED | SOLOMON COURT | KUALA LUMPUR PUSAT | TAMCO | INST |  | Pass | null
377951046 | Existing | VCB1 | VACUUM | 11 kV | 630 | TNB | DISTRIBUTION |  | ITEM | 8BK88 K01 | SPARE | 310104858 | WKLC/PPU/G00040/NB13 | 13 | CLOSED | PPU BANK KERJASAMA RAKYAT | KUALA LUMPUR PUSAT |  |  |  | Pass | null
377951078 | Existing | VCB1 | VACUUM | 33 kV | 630 | TNB | DISTRIBUTION |  | ITEM | 3AH5 104-2 | SPARE | 310104848 | WKLC/PPU/G00040/NB1 | 1 | CLOSED | PPU BANK KERJASAMA RAKYAT | KUALA LUMPUR PUSAT | ITEM | INST | YTBC | Pass | null
416775906 | Existing | 7281 | VACUUM | 11 kV | 630 | TNB | DISTRIBUTION |  |  | VBH-124-40 | TX 1 | 300063840 | WKLC/PCE/J00484/MB7281 | 7281 | CLOSED | MENARA AETHNA | KUALA LUMPUR PUSAT | AICHI | INST |  | Pass | null
411731621 | Existing | 21675 | VACUUM | 11 kV | 630 | TNB | DISTRIBUTION |  |  | 3AH5 103-2 | TX 1 | 300245001 | WKLC/PCE/J00297/MB21675 | 21675 | CLOSED | RITCHIE COURT JLN RITCHIE OFF JLN AMPANG | KUALA LUMPUR PUSAT | ITEM | INST |  | Pass | null
412288960 | Existing | 33757 | VACUUM | 11 kV | 800 | TNB | DISTRIBUTION |  |  | SBV-4 TYPE B2 | CONSUMER | 300245168 | WKLC/PCE/J01123/MB33757 | 33757 | CLOSED | TUNG SHIN HOSPITAL NO.2 | KUALA LUMPUR PUSAT | ALTENA | INST |  | Pass | null
377377407 | Existing | 2HO | VACUUM | 33 kV | 1 | TNB | DISTRIBUTION |  | TAMCO | GV 30M 25D | 2HO - 30 MVA TX2 | 300293295 | WKLC/PPU/G00038/MB2HO | 2HO | CLOSED | PPU F & N | KUALA LUMPUR PUSAT | TAMCO | INST |  | Pass | null
377523390 | Existing |  | VACUUM | 33 kV | 0 | TNB | DISTRIBUTION | [6 empty] | 2 | CLOSED | PMU KL PAVILLION 132/33KV | KUALA LUMPUR PUSAT |  |  |  | Pass | null
409120692 | Existing |  | VACUUM | 11 kV | 0 | TNB | DISTRIBUTION | [6 empty] | 31 | CLOSED | PPU WARISAN TRADISI | KUALA LUMPUR PUSAT |  |  |  | Pass | null
417953548 | Existing | 20603 | VACUUM | 11 kV | 630 | TNB | DISTRIBUTION |  |  | VK10J20H | TAMAN MULIA JAYA NO 2 | 300065438 | WKLC/PCE/J00774/MB20603 | 20603 | CLOSED | TAMAN MULIA JAYA NO.4 | KUALA LUMPUR PUSAT | TAMCO | INST |  | Pass | null
412297930 | Existing | 11066 | VACUUM | 11 kV | 630 | TNB | DISTRIBUTION |  |  | SV-12 | P'PURI SRI CANGKAT RAJA CHULAN | 300063826 | WKLC/PCE/J00482/MB11066 | 11066 | CLOSED | MAKISSA CHANGKAT RAJA CHULAN (MCB PLAZA) | KUALA LUMPUR PUSAT | AICHI | INST |  | Pass | null
377301305 | Existing | 1SO | VACUUM | 33 kV | 2 | TNB | DISTRIBUTION |  | ITEM | 8DB 10 | 1S0 - BUS SECTION | 300285637 | WKLC/SSU/G00008/MB1SO | 1S0 | CLOSED | SSU THE GARDEN | KUALA LUMPUR PUSAT | ITEM | INST |  | Pass | null
377303019 | Existing | VCB5 | VACUUM | 11 kV | 630 | TNB | DISTRIBUTION |  | TAMCO | VK 10J 20D | P/E WISMA PROWARA JLN MELAKA | 300044877 | WKLC/PPU/G00030/NB5 | 5 | CLOSED | PPU UNION SQUARE | KUALA LUMPUR PUSAT | TAMCO | INST |  | Pass | null
416346948 | Existing | 14158 | VACUUM | 11 kV | 630 | TNB | DISTRIBUTION |  |  | VK10J20H | TX | 10001026 | WKLC/PCE/J00231/MB14158 | 14158 | CLOSED | MINI TWINS TOWER | KUALA LUMPUR PUSAT | TAMCO | INST |  | Pass | null
382789187 | Existing |  |  | 11 kV | 0 | TNB | DISTRIBUTION | [7 empty] | CLOSED |  | KUALA LUMPUR |  |  |  | Fail | Please check "Operational Area"
417011812 | Existing | 28547 | VACUUM | 11 kV | 630 | TNB | DISTRIBUTION |  |  | SBV-4 | BDR BARU AMPANG NO 2 | 300061372 | WKLC/PCE/J00034/MB28547 | 28547 | CLOSED | AMPANG ULTIMA APARTMENT JLN WAWASAN AMPA | KUALA LUMPUR PUSAT | MAHKOTA | INST |  | Pass | null
417205074 | Existing | 35602 | VACUUM | 11 kV | 630 | TNB | DISTRIBUTION |  |  | VK 10J25H | PENGGUNA 11KV | 300245830 | WKLC/PCE/J01347/MB35602 | 35602 | CLOSED | DUA RESIDENCY JLN TUN RAZAK | KUALA LUMPUR PUSAT | TAMCO | INST |  | Pass | null
418158319 | Existing | 6604 | VACUUM | 11 kV | 630 | TNB | DISTRIBUTION |  |  | VFT12 | TX1 | 300064303 | WKLC/PCE/J00572/MB6604 | 6604 | CLOSED | KEDUTAAN AMERIKA SYARIKAT | KUALA LUMPUR PUSAT | EPE | INST |  | Pass | null
377592446 | Existing | VCB6 | VACUUM | 11 kV | 630 | TNB | DISTRIBUTION |  | TAMCO | VK 10J 20D | TMN MUDA NO 4 | 300044800 | WKLC/PPU/G00027/NB6 | 6 | CLOSED | PPU TASIK TAMBAHAN | KUALA LUMPUR PUSAT | TAMCO | INST |  | Pass | null
412284415 | Existing |  | VACUUM | 11 kV | 0 | TNB | DISTRIBUTION | [6 empty] | 51696 | CLOSED | AIK HUA NO.2 | KUALA LUMPUR PUSAT |  |  |  | Pass | null
377399088 | Existing | VCB16 | VACUUM | 11 kV | 1 | TNB | DISTRIBUTION |  | TAMCO | VK 10M 20D | LOCAL TX (300KVA) | 300044514 | WKLC/PPU/G00017/NB16 | 16 | CLOSED | PPU MIHARJA | KUALA LUMPUR PUSAT | TAMCO | INST |  | Pass | null
398663723 | Existing | 15224 | VACUUM | 11 kV | 630 | TNB | DISTRIBUTION |  |  | N/A | HILL VIEW | 10001015 | WKLC/PCE/J00807/MB15224 | 15224 | CLOSED | HOTEL FLAMINGO | KUALA LUMPUR TIMUR | LKH | INST |  | Fail | Please check "Operational Area"
415938320 | Existing | 38719 | VACUUM | 11 kV | 630 | TNB | DISTRIBUTION |  |  | 12A20 | PADAT SEMENTARA KG CENDANA | 300291273 | WKLC/PCE/J01554/MB38719 | 38719 | CLOSED | CENDANA APARMENT JLN SULTAN ISMAIL | KUALA LUMPUR PUSAT | EPE | INST |  | Pass | null